## hagercad trade price List - 202
Hager Brand | Hager Material Ref | Hager Material Description | Trade Price | EAN-Barcode per 1x | Weight per 1x | UOM
Hager | ADA106U | RCBO 1M 1P 10kA B-6A 30mA A | 162.95 | 3250611045311 | 0.214 | KG
Hager | ADA110U | RCBO 1M 1P 10kA B-10A 30mA A | 162.95 | 3250611045328 | 0.215 | KG
Hager | ADA116U | RCBO 1M 1P 10kA B-16A 30mA A | 162.95 | 3250611045335 | 0.216 | KG
Hager | ADA120U | RCBO 1M 1P 10kA B-20A 30mA A | 162.95 | 3250611045342 | 0.218 | KG
Hager | ADA125U | RCBO 1M 1P 10kA B-25A 30mA A | 162.95 | 3250611045359 | 0.225 | KG
Hager | ADA132U | RCBO 1M 1P 10kA B-32A 30mA A | 162.95 | 3250611045366 | 0.229 | KG
Hager | ADA140U | RCBO 1M 1P 10kA B-40A 30mA A | 162.95 | 3250611063964 | 0.23 | KG
Hager | ADA145U | RCBO 1M 1P 10kA B-45A 30mA A | 162.95 | 3250611063971 | 0.245 | KG
Hager | ADA156U | RCBO 1P 10kA C-6A 30mA Type A 1M | 162.95 | 3250611068501 | 0.214 | KG
Hager | ADA160U | RCBO 1P 10kA C-10A 30mA Type A 1M | 162.95 | 3250611068518 | 0.215 | KG
Hager | ADA166U | RCBO 1P 10kA C-16A 30mA Type A 1M | 162.95 | 3250611068525 | 0.215 | KG
Hager | ADA170U | RCBO 1P 10kA C-20A 30mA Type A 1M | 162.95 | 3250611068532 | 0.218 | KG
Hager | ADA175U | RCBO 1M 1P 10kA C-25A 30mA A | 162.95 | 3250611068549 | 0.238 | KG
Hager | ADA182U | RCBO 1P 10kA C-32A 30mA Type A 1M | 162.95 | 3250611068556 | 0.228 | KG
Hager | ADA190U | RCBO 1M 1P 10kA C-40A 30mA A | 162.95 | 3250611063988 | 0.229 | KG
Hager | ADA195U | RCBO 1M 1P 10kA C-45A 30mA A | 162.95 | 3250611063995 | 0.245 | KG
Hager | EG071 | Weekly time switch 1 channel | 195.05 | 3250612270712 | 110 | G
Hager | EG103 | Weekly digital time switch 1 channel | 244.85 | 3250612271030 | 203 | G
Hager | EG203 | Weekly digital time switch 2 channels | 289.34 | 3250612272037 | 207 | G
Hager | EH010 | Time switch daily cycle, 230 V, 16A, 1S | 165.62 | 3250612280100 | 85 | G
Hager | EH011 | Daily time switch with reserve 1M | 240.76 | 3250612280117 | 85 | G
Hager | EH111 | Time switch daily cycle with reserve | 215.7 | 3250612281114 | 185 | G
Hager | ESC225 | Contactor 25A, 2NO, 230V | 59.37 | 3250612400669 | 117.083 | G
Hager | ESC225S | Humfree Contactor 25A, 2NO, 230V | 65.11 | 3250612400034 | 115 | G
Hager | ESC240 | Contactor 40A, 2NO, 230V | 136.01 | 3250612401055 | 302.5 | G
Hager | ESC240S | Humfree Contactor 40A, 2NO, 230V | 135.56 | 3250612400287 | 319.75 | G
Hager | ESC263 | Contactor 63A, 2NO, 230V | 229.99 | 3250612401116 | 298 | G
Hager | ESC263S | Humfree Contactor 63A, 2NO, 230V | 229.37 | 3250612400331 | 0.319 | KG
Hager | ESC425 | Contactor 25A, 4NO, 230V | 106.11 | 3250612400874 | 211.167 | G
Hager | ESC440 | Contactor 40A, 4NO, 230V | 211.45 | 3250612401284 | 360.75 | G
Hager | ESC463 | Contactor 63A, 4NO, 230V | 252.3 | 3250612401321 | 360 | G
Hager | GD102E | Mini-enclosure,gamma,2M,IP30 | 15.06 | 3250612843206 | 118 | G
Hager | HDA063U | MCCB h3 x160 TM 3x63A 18kA | 316.88 | 3250613130633 | 968 | G
Hager | HDA100U | MCCB h3 x160 TM 3x100A 18kA | 333.01 | 3250613130671 | 968 | G
Hager | HDA125U | MCCB h3 x160 TM 3x125A 18kA | 429.82 | 3250613130695 | 1.033 | KG
Hager | HNB250H | MCCB X250 3P 40kA 250A TM | 1007.3 | 3250613347772 | 1662 | G
Hager | IU2 | 2 Module DIN Rail Box | 48.44 | 3250616602335 | 0.54 | KG
Hager | IU4 | 4 Module DIN Rail Box | 72.76 | 3250616602410 | 0.83 | KG
Hager | IU44 | 4 Module DIN Rail Boxt | 75.74 | 3250616601024 | 1.33 | KG
Hager | IU44/D | 4 Module DIN Rail Box with Plain Door | 89.89 | 3250616601031 | 1.73 | KG
Hager | JF812BG | 800A 12 Way 125A Outgoers Glazed | 1934.53 | 5015652263906 | 68 | KG
Hager | JG02S | 25A 3 Pole IP65 Isolating Switch | 72.8 | 3250613470746 | 0.458 | KG
Hager | JG03S | 40A 3 Pole IP65 Isolating Switch | 99.7 | 3250613470753 | 0.84 | KG
Hager | JG04S | 63A 3 Pole IP65 Isolating Switch | 180.1 | 3250613470760 | 0.82 | KG
Hager | JK01B | Single Pole Busbar Blank | 1.46 | 5015652251392 | 0.02 | KG
Hager | JK104B | 125A 4 Way TPN Board Plain | 216.02 | 5015652250227 | 8.8 | KG
Hager | JK104BG | 125A 4 Way TPN Board Glazed | 225.59 | 5015652250234 | 8.8 | KG
Hager | JK106BG | 125A 6 Way TPN Board Glazed | 250.83 | 5015652250265 | 9.6 | KG
Hager | JK108B | 125A 8 Way TPN Board Plain | 273.86 | 5015652250272 | 10.5 | KG
Hager | JK108BG | 125A 8 Way TPN Board Glazed | 282.28 | 5015652250289 | 10.5 | KG
Hager | JK11003S | 100A 3 Pole JK1 Switch Incomer Kit | 71.36 | 5015652250296 | 0.6 | KG
Hager | JK11004RH | 100A 30mA 4 Pole RCCB Incomer Kit | 293.88 | 5015652252627 | 0.77 | KG
Hager | JK11004RM | 100A 100mA 4 Pole RCCB Incomer Kit | 301.99 | 5015652251712 | 0.77 | KG
Hager | JK11004S | 100A 4 Pole JK1 Switch Incomer Kit | 107.28 | 5015652250319 | 0.7 | KG
Hager | JK11253S | 125A 3 Pole JK1 Switch Incomer Kit | 125.09 | 5015652250326 | 0.9 | KG
Hager | JK112B | 125A 12 Way TPN Board Plain | 328.88 | 5015652250340 | 14 | KG
Hager | JK112BG | 125A 12 Way TPN Board Glazed | 336.9 | 5015652250357 | 14 | KG
Hager | JK114 | 100A 14 Way A Board | 136.17 | 3250610433133 | 5.1 | KG
Hager | JK116B | 125A 16 Way TPN Board Plain | 462.44 | 5015652250364 | 17.5 | KG
Hager | JK116BG | 125A 16 Way TPN Board Glazed | 469.55 | 5015652250371 | 17.5 | KG
Hager | JK116EG | JK1 16 Module DIN Rail Box Glazed | 165.92 | 5015652252689 | 5.8 | KG
Hager | JK118BG | 125A 18 Way TPN Board Glazed | 520.79 | 5015652276807 | 18.5 | KG
Hager | JK120 | 100A 20 Way A Board | 155.82 | 3250610433140 | 4 | KG
Hager | JK124BG | 125A 24 Way TPN Board Glazed | 652.06 | 5015652276821 | 20 | KG
Hager | JK125BSP | 125A Single Phasing Kit | 33.93 | 5015652251897 | 0.1 | KG
Hager | JK222PK | JK1/JK2 Door Lock Kit | 21.34 | 5015652252306 | 0.05 | KG
Hager | JK224BG | 250A 24 Way TPN Board Glazed | 830.41 | 5015652250500 | 28.2 | KG
Hager | JK22503S | 250A 3 Pole JK2 Switch Incomer Kit | 459.58 | 5015652250555 | 2.6 | KG
Hager | JKD11212MID | 125A Power & Lighting Board 12/12 MID | 3249.88 | 5015652607311 | 24 | KG
Hager | JKD1128MID | 125A Power & Lighting Board 12/8 MID | 3023.56 | 5015652607328 | 24 | KG
Hager | JKD1164MID | 125A Power & Lighting Board 16/4 MID | 2882.1 | 5015652607335 | 22 | KG
Hager | JKD1416MID | 125A Power & Lighting Board 4/16 MID | 2882.1 | 5015652607366 | 26 | KG
Hager | JKD146MID | 125A Power & Lighting Board 4/6 MID | 2592.13 | 5015652607373 | 22 | KG
Hager | JKD164MID | 125A Power & Lighting Board 6/4 MID | 2592.13 | 5015652607380 | 22 | KG
Hager | JKD166MID | 125A Power & Lighting Board 6/6 MID | 2664.03 | 5015652607397 | 22 | KG
Hager | JKD168MID | 125A Power & Lighting Board 6/8 MID | 2737.11 | 5015652607403 | 24 | KG
Hager | JKD1812MID | 125A Power & Lighting Board 8/12 MID | 3023.56 | 5015652607410 | 26 | KG
Hager | JKD186MID | 125A Power & Lighting Board 8/6 MID | 2737.11 | 5015652607427 | 24 | KG
Hager | JKD188MID | 125A Power & Lighting Board 8/8 MID | 2787.81 | 5015652607434 | 24 | KG
Hager | NBN106A | MCB 1P 10kA/15kA B-6A 1M | 21.18 | 3250614618017 | 112.083 | G
Hager | NBN110A | MCB 1P 10kA/15kA B-10A 1M | 21.18 | 3250614618024 | 110 | G
Hager | NBN116A | MCB 1P 10kA/15kA B-16A 1M | 21.18 | 3250614618048 | 113.5 | G
Hager | NBN120A | MCB 1P 10kA/15kA B-20A 1M | 21.18 | 3250614618055 | 115 | G
Hager | NBN125A | MCB 1P 10kA/15kA B-25A 1M | 21.18 | 3250614618062 | 115.417 | G
Hager | NBN132A | MCB 1P 10kA/15kA B-32A 1M | 21.18 | 3250614618079 | 121.667 | G
Hager | NBN140A | MCB 1P 10kA/15kA B-40A 1M | 21.18 | 3250614618086 | 126.417 | G
Hager | NBN150A | MCB 1P 10kA/15kA B-50A 1M | 21.18 | 3250614618093 | 123 | G
Hager | NBN163A | MCB 1P 10kA/15kA B-63A 1M | 21.18 | 3250614618109 | 123.333 | G
Hager | NBN306A | MCB 3P 10kA/15kA B-6A 3M | 87.03 | 3250614618314 | 356.25 | G
Hager | NBN310A | MCB 3P 10kA/15kA B-10A 3M | 87.03 | 3250614618321 | 331 | G
Hager | NBN316A | MCB 3P 10kA/15kA B-16A 3M | 87.03 | 3250614618345 | 334.75 | G
Hager | NBN320A | MCB 3P 10kA/15kA B-20A 3M | 87.03 | 3250614618352 | 349 | G
Hager | NBN332A | MCB 3P 10kA/15kA B-32A 3M | 87.03 | 3250614618376 | 362.5 | G
Hager | NBN340A | MCB 3P 10kA/15kA B-40A 3M | 87.03 | 3250614618383 | 368.25 | G
Hager | NBN350A | MCB 3P 10kA/15kA B-50A 3M | 87.03 | 3250614618390 | 386 | G
Hager | NBN363A | MCB 3P 10kA/15kA B-63A 3M | 87.03 | 3250614618406 | 371 | G
Hager | NCN106A | MCB 1P 10kA/15kA C-6A 1M | 20.22 | 3250614615498 | 110.667 | G
Hager | NCN110A | MCB 1P 10kA/15kA C-10A 1M | 19.83 | 3250614615504 | 109.667 | G
Hager | NCN116A | MCB 1P 10kA/15kA C-16A 1M | 19.83 | 3250614615528 | 112.75 | G
Hager | NCN120A | MCB 1P 10kA/15kA C-20A 1M | 19.83 | 3250614615535 | 116.833 | G
Hager | NCN132A | MCB 1P 10kA/15kA C-32A 1M | 19.83 | 3250614615559 | 120.667 | G
Hager | NCN140A | MCB 1P 10kA/15kA C-40A 1M | 20.41 | 3250614615566 | 126.333 | G
Hager | NCN150A | MCB 1P 10kA/15kA C-50A 1M | 21.56 | 3250614615573 | 123 | G
Hager | NCN163A | MCB 1P 10kA/15kA C-63A 1M | 23.1 | 3250614615580 | 123.5 | G
Hager | NCN303A | MCB 3P 10kA/15kA C-3A 3M | 87.03 | 3250614615771 | 353.75 | G
Hager | NCN306A | MCB 3P 10kA/15kA C-6A 3M | 83.86 | 3250614615795 | 337.5 | G
Hager | NCN310A | MCB 3P 10kA/15kA C-10A 3M | 81.49 | 3250614615801 | 329.25 | G
Hager | NCN316A | MCB 3P 10kA/15kA C-16A 3M | 81.49 | 3250614615825 | 344.25 | G
Hager | NCN320A | MCB 3P 10kA/15kA C-20A 3M | 81.49 | 3250614615832 | 345 | G
Hager | NCN325A | MCB 3P 10kA/15kA C-25A 3M | 81.49 | 3250614615849 | 358.75 | G
Hager | NCN332A | MCB 3P 10kA/15kA C-32A 3M | 81.49 | 3250614615856 | 371.75 | G
Hager | NCN340A | MCB 3P 10kA/15kA C-40A 3M | 83.86 | 3250614615863 | 366.75 | G
Hager | NCN350A | MCB 3P 10kA/15kA C-50A 3M | 88.61 | 3250614615870 | 369.75 | G
Hager | NCN363A | MCB 3P 10kA/15kA C-63A 3M | 94.94 | 3250614615887 | 371 | G
Hager | NDN106A | MCB 1P 10kA/15kA D-6A 1M | 22.51 | 3250614618918 | 110.417 | G
Hager | NDN110A | MCB 1P 10kA/15kA D-10A 1M | 22.51 | 3250614618925 | 111.75 | G
Hager | NDN116A | MCB 1P 10kA/15kA D-16A 1M | 22.51 | 3250614618949 | 113.667 | G
Hager | NDN120A | MCB 1P 10kA/15kA D-20A 1M | 22.51 | 3250614618956 | 115.583 | G
Hager | NDN125A | MCB 1P 10kA/15kA D-25A 1M | 22.51 | 3250614618963 | 116.917 | G
Hager | NDN132A | MCB 1P 10kA/15kA D-32A 1M | 22.51 | 3250614618970 | 120.583 | G
Hager | NDN140A | MCB 1P 10kA/15kA D-40A 1M | 22.51 | 3250614618987 | 123.5 | G
Hager | NDN150A | MCB 1P 10kA/15kA D-50A 1M | 22.51 | 3250614618994 | 123.583 | G
Hager | NDN163A | MCB 1P 10kA/15kA D-63A 1M | 22.51 | 3250614619007 | 124.167 | G
Hager | NDN306A | MCB 3P 10kA/15kA D-6A 3M | 93.45 | 3250614619212 | 335.25 | G
Hager | NDN310A | MCB 3P 10kA/15kA D-10A 3M | 93.45 | 3250614619229 | 333.25 | G
Hager | NDN316A | MCB 3P 10kA/15kA D-16A 3M | 93.45 | 3250614619243 | 337.75 | G
Hager | NDN320A | MCB 3P 10kA/15kA D-20A 3M | 93.45 | 3250614619250 | 346.25 | G
Hager | NDN325A | MCB 3P 10kA/15kA D-25A 3M | 93.45 | 3250614619267 | 348.75 | G
Hager | NDN332A | MCB 3P 10kA/15kA D-32A 3M | 93.45 | 3250614619274 | 365 | G
Hager | NDN340A | MCB 3P 10kA/15kA D-40A 3M | 93.45 | 3250614619281 | 372.5 | G
Hager | NDN350A | MCB 3P 10kA/15kA D-50A 3M | 93.45 | 3250614619298 | 369.75 | G
Hager | NDN363A | MCB 3P 10kA/15kA D-63A 3M | 93.45 | 3250614619304 | 386.75 | G
Hager | SBN290 | 2P 100A Switch | 49.74 | 3250615510297 | 167.333 | G
Hager | VE106U | Encl.,vector,IP5x,6M | 72.07 | 3250616452183 | 710 | G
Hager | VE110U | Encl.,vector, IP5x,10M | 91.65 | 3250616453180 | 1026 | G
Hager | VG01C | BLANKING MODULE FOR DIN RAIL WAYS | 1.37 | 3250616471412 | 0.006 | KG
Hager | ADA140G | RCBO 1M 1P 6kA B-40A 30mA A | 101.73 | 3250611063940 | 0.195 | KG
Hager | ADA145G | RCBO 1M 1P 6kA B-45A 30mA A | 101.73 | 3250611063957 | 0.205 | KG
Hager | ADA306G | RCBO 1P 6kA B-6A 30mA Type A 1M | 107.26 | 3250611012955 | 0.149 | KG
Hager | ADA310G | RCBO 1P 6kA B-10A 30mA Type A 1M | 107.26 | 3250611012962 | 0.148 | KG
Hager | ADA316G | RCBO 1P 6kA B-16A 30mA Type A 1M | 107.26 | 3250611012979 | 0.151 | KG
Hager | ADA320G | RCBO 1P 6kA B-20A 30mA Type A 1M | 107.26 | 3250611012986 | 0.152 | KG
Hager | ADA325G | RCBO 1P 6kA B-25A 30mA Type A 1M | 107.26 | 3250611013006 | 0.157 | KG
Hager | ADA332G | RCBO 1P 6kA B-32A 30mA Type A 1M | 107.26 | 3250611012993 | 0.161 | KG
Hager | CD283U | RCCB 2P 80A 30mA A | 203.79 | 3250611615286 | 215 | G
Hager | CD285U | RCCB 2P 100A 30mA A | 249.68 | 3250611615033 | 217 | G
Hager | CDA225U | RCCB 2P 25A 30mA A | 165.03 | 3250611614890 | 195 | G
Hager | CDA240U | RCCB 2P 40A 30mA A | 176.78 | 3250611614906 | 195 | G
Hager | CDA263U | RCCB 2P 63A 30mA A | 211.88 | 3250611614913 | 223 | G
Hager | CM3100MP | Three Phase 100A Direct MID Pulse | 197.07 | 5015654793456 | 0.04 | KG
Hager | CNA584U | RCCB 1P+N 100A 100mA A S | 295.12 | 3250611626411 | 240 | G
Hager | MTN106 | MCB 1P 6kA B-6A 1M | 14.3 | 3250614343018 | 100.833 | G
Hager | MTN110 | MCB 1P 6kA B-10A 1M | 14.3 | 3250614343025 | 93 | G
Hager | MTN116 | MCB 1P 6kA B-16A 1M | 14.3 | 3250614343049 | 94 | G
Hager | MTN120 | MCB 1P 6kA B-20A 1M | 14.3 | 3250614343056 | 99.167 | G
Hager | MTN125 | MCB 1P 6kA B-25A 1M | 14.3 | 3250614343063 | 105.833 | G
Hager | MTN132 | MCB 1P 6kA B-32A 1M | 14.3 | 3250614343070 | 121.083 | G
Hager | MTN140 | MCB 1P 6kA B-40A 1M | 14.3 | 3250614343087 | 121.667 | G
Hager | MTN150 | MCB 1P 6kA B-50A 1M | 14.3 | 3250614343094 | 127.75 | G
Hager | MTN163 | MCB 1P 6kA B-63A 1M | 14.7 | 3250614343100 | 132.333 | G
Hager | VA2T2SPD | Type II Surge Protection Enclosure | 257.8 | 5015652606697 | 0.76 | KG
Hager | VA4T2SDSPD | Type II SPD Enclosure c/w 100A Main SW | 286.45 | 5015652606703 | 1.2 | KG
Hager | VA4T2SDSPDD | Type II SPD Enclosure c/w 100A Main SW D | 315.09 | 5015652606710 | 1.45 | KG
Hager | VC02SW | Meterbox switch | 34.78 | 5015654791353 | 0.25 | KG
Hager | VM02SPD | CU Surge Protection Kit Type 2 | 213.8 | 5015652606444 | 0.34 | KG
Hager | VML106 | Con.unit,D10,6w,100A,metal,sw disc. | 106.33 | 3250610840054 | 2.6 | KG
Hager | VML106RK | 6 Way 100A Metal CU Round KO | 106.33 | 5015652606796 | 2.49 | KG
Hager | VML110 | Con.unit,D10,10w,100A,metal,sw disc. | 130.11 | 3250610840061 | 2.6 | KG
Hager | VML110RK | 10 Way 100A Metal CU Round KO | 130.11 | 5015652606819 | 3.12 | KG
Hager | VML114 | Con.unit,D10,14w,100A,metal,sw disc. | 139.47 | 3250610840078 | 3.8 | KG
Hager | VML114RK | 14 Way 100A Metal CU Round KO | 139.47 | 5015652606833 | 3.87 | KG
Hager | VML120 | Con.unit,D10,20w,100A,metal,sw disc. | 157.24 | 3250610840085 | 4.7 | KG
Hager | VML120RK | 20 Way 100A Metal CU Round KO | 157.24 | 5015652606857 | 4.72 | KG
Hager | VML24AH | 2 Way Garage CU 40A 30mA Type A RCCB | 96.25 | 5015652603825 | 2.22 | KG
Hager | VML306AH | 6 Way 100A 30mA Type A RCCB Incomer | 174.93 | 5015652603832 | 2.1 | KG
Hager | VML402AH | 2 Way 40A 30mA Type A RCCB Incomer | 118.73 | 5015652603863 | 1.8 | KG
Hager | VML406AH | Con.unit,D10,6w,63A,30mA Type A RCCB | 125.93 | 5015652603870 | 2.5 | KG
Hager | VML410AH | Con.unit,D10,10w,63A,30mA Type A RCCB | 150.29 | 5015652603887 | 3.25 | KG
Hager | VML90810CU | Dual Row HI Conf 8+10 Way 100A Sw 2*100A | 399.8 | 5015652601753 | 6.3 | KG
Hager | VML910CU | 10 Way HI Cf 100A Sw 2*100A 30mA RCCB | 242.39 | 5015652601784 | 4.8 | KG
Hager | VML910CURK | 10 Way HI Cf 100A Sw 2*100A 30mA RCCB RK | 242.39 | 5015652607533 | 4.8 | KG
Hager | VML910CUSPD | 10w Conf HI 100A Sw 2*100A 30mA SPD | 399.96 | 5015652605478 | 5.3 | KG
Hager | VML910CUSPDRK | 10w HI 100A Sw 2*100A 30mA SPD RKO | 398.95 | 5015652605959 | 5.3 | KG
Hager | VML914CUSPD | 14w Conf HI 100A Sw 2*100A 30mA RCCB SPD | 411.8 | 5015652605485 | 5 | KG
Hager | VML914CUSPDRK | 14w HI 100A Sw 2*100A 30mA RCCB SPD RKO | 405.89 | 5015652605973 | 5.9 | KG
Hager | VML916CU | 16 Way HI Cf 100A Sw 2*100A 30mA RCCB | 263.35 | 5015652601869 | 5.58 | KG
Hager | VML916CURK | 16 Way HI Cf 100A Sw 2*100A 30mA Round K | 263.35 | 5015652601876 | 5.2 | KG
Hager | VML933H | 6 Way 3+3 80A Sw 2*80A 30mA Type A | 202.84 | 5015652607540 | 3.9 | KG
Hager | VML933RK | 6 Way 3+3 80A Sw 2*80A 30mA Type A RKO | 202.84 | 5015652607557 | 3.9 | KG
Hager | VML955H | 10 way 5+5 100A Sw 2*100A 30mA RCCB | 239 | 5015655278068 | 4.7 | KG
Hager | VML955RK | 10 Way 5+5 100A Sw 2*100A 30mA Round KO | 239 | 5015655278082 | 4.7 | KG
Hager | VML966H | 12 Way 6+6 100A Sw 2*100A 30mA RCCB | 256.42 | 5015655278075 | 4.85 | KG
Hager | VML966RK | 12 Way 6+6 100A Sw 2*100A 30mA Round KO | 256.42 | 5015655278099 | 4.85 | KG
Hager | VMLF110 | Con.unit,D10,flush m.,10w,100A,sw disc. | 143.13 | 3250610841884 | 2.4 | KG
Hager | VMLF114 | Con.unit,D10,flush m.,14w,100A,sw disc. | 153.41 | 3250610841891 | 2.9 | KG
Hager | VMLF910C | 10 Way Flush 100A Sw 2*100A 30mA RCCB | 262.89 | 5015652602026 | 4 | KG
Hager | VMLF916C | 16 Way Flush 100A Sw 2*100A 30mA RCCB | 285.96 | 5015652602064 | 5.8 | KG
Hager | 624SEL212/6 | Safety Pendant Set Short Skirt 6" | 9.47 | 5015652089568 | 0.15 | KG
Hager | 624SEL212/9 | Safety Pendant Set Short Skirt 9" | 9.82 | 5015652081920 | 0.001 | KG
Hager | J201 | 4 Tml 20A Junction Box | 4.12 | 5015652090045 | 0.059 | KG
Hager | J301 | 4 Tml 20A S/E Junction Box | 4.63 | 5015652090120 | 0.097 | KG
Hager | J401 | 3 Tml 30A S/E Junction Box | 6.25 | 5015652090069 | 0.144 | KG
Hager | J501 | Downlighter Junction Box | 6.45 | 3250614373152 | 0.076 | KG
Hager | J601 | 6 Tml 20A S/E Junction Box | 7.24 | 5015652090090 | 0.119 | KG
Hager | J701 | Square Junction Box w/o Terminals | 9.98 | 5015652090151 | 0.154 | KG
Hager | J803 | 32 Amp - 3 Terminals (Power) | 8.54 | 3250610454916 | 0.103 | KG
Hager | J804 | 20 Amp - 4 Terminals (Lighting) | 9.78 | 3250610454923 | 0.11 | KG
Hager | RL602 | C/Rose Halo 4.25" Int Diam | 2.07 | 5015652080374 | 0.02 | KG
Hager | RL624 | 3 Terminal Ceiling Rose with Earth | 4.89 | 5015652080329 | 0.08 | KG
Hager | SEL106T | Safety Access Angled Batt L/H HO Shield | 16.67 | 5015652088417 | 0.124 | KG
Hager | SEL212 | Safety Lampholder Short Skirt | 3.76 | 5015652084648 | 0.045 | KG
Hager | SEL96T | Safety Acc Straight Batt L/H HO Shield | 11.68 | 5015652081487 | 0.118 | KG
Hager | KLMB4W | 16A 4 Way 7 Pin LMB Wire In Plug Out | 142.23 | 5015652271277 | 0.976 | KG
Hager | WPDP84FOBKO | 20A DP Switch cw FO & Box cw KOs | 31.74 | 3250617260480 | 425 | G
Hager | WPPS12BKO | 10AX 1G 2W Wall Switch & Box cw KOs | 21.01 | 3250617260855 | 0.265 | KG
Hager | WPPS22BKO | 10AX 2G 2W Wall Switch & Box cw KOs | 34.56 | 3250617260916 | 0.274 | KG
Hager | WPPS32BKO | 10AX 3G 2W Wall Switch & Box cw KOs | 46.75 | 3250617260947 | 0.282 | KG
Hager | WPSS81BKO | 1G DP Sw Socket & Box cw KOs | 27.99 | 3250617260978 | 299 | G
Hager | WPSS82BKO | 2G DP Sw Socket & Box cw KOs | 44.09 | 3250617261036 | 0.5 | KG
Hager | WPSSU83FOBKO | 13A FCU Sw cw FO & Box cw KOs | 34.63 | 3250617261098 | 340 | G
Hager | WPSU83FOBKO | 13A FCU UnSw cw FO & Box cw KOs | 33.81 | 3250617261159 | 0.302 | KG
Hager | 1090 | Coverplate for rotary switch clear glass | 25.56 | 4011334005988 | 54.4 | G
Hager | 1091 | Serie Glas Frame, 1-gang Clear Glossy | 27.41 | 4011334006022 | 36 | G
Hager | 1094 | Glass End Cover Plate, Rotary Sw Clear | 38.05 | 4011334006145 | 51 | G
Hager | 1095 | Glass Centre Cover Plate Rotary Sw Clear | 41.24 | 4011334006183 | 50 | G
Hager | 1102 | Serie Glas Frame, 2-gang Clear Glossy | 66.7 | 4011334006480 | 78 | G
Hager | 1647 | C/p w/toggle for rotary&spring-return PB | 12.45 | 4011334321415 | 25 | G
Hager | 1870 | Wall Box 2-Gang TS Sensor, Crystal Ball | 22.6 | 4011334294092 | 76 | G
Hager | 1871 | Wall Box, 2-gang for TS Sensor | 22.6 | 4011334321880 | 59 | G
Hager | 100101 | Surface Mount Frame, Black Glossy | 17.26 | 4011334214885 | 0.081 | KG
Hager | 100109 | Surface Mount Frame, Polar White Glossy | 17.26 | 4011334214892 | 0.082 | KG
Hager | 109200 | Serie Glas End Frame, Clear Glossy | 31.27 | 4011334387268 | 35 | G
Hager | 138101 | 1930 Frame 1-gang, Black Glossy | 6.11 | 4011334214816 | 15 | G
Hager | 138109 | 1930 Frame 1-gang, Polar White Glossy | 6.11 | 4011334214823 | 16 | G
Hager | 138121 | 1930 Frame 2-gang, Black Glossy | 17.33 | 4011334219095 | 32 | G
Hager | 138129 | 1930 Frame 2-gang, Polar White Glossy | 17.33 | 4011334219101 | 42.5 | G
Hager | 138131 | 1930 Frame 3-gang, Black Glossy | 26.5 | 4011334219118 | 49 | G
Hager | 138139 | 1930 Frame 3-gang, Polar White Glossy | 26.5 | 4011334219125 | 50 | G
Hager | 138141 | 1930 End Frame, Black Glossy | 7.88 | 4011334249146 | 16 | G
Hager | 138149 | 1930 End Frame, Polar White Glossy | 7.88 | 4011334249153 | 16 | G
Hager | 138151 | 1930 Centre Frame Black Glossy | 9.71 | 4011334249160 | 15 | G
Hager | 138159 | 1930 Centre Frame Polar White Glossy | 9.71 | 4011334249177 | 16 | G
Hager | 138165 | 1930 Porcellain Frame, Black Glossy | 38.72 | 4011334305255 | 68 | G
Hager | 138169 | 1930 Porcellain Frame Polar White Glossy | 30.38 | 4011334305262 | 68 | G
Hager | 164701 | Centre Plate with Toggle, Black Glossy | 12.45 | 4011334321422 | 14 | G
Hager | 289110 | Electronic rotary potentiometer 1-10 V | 41.36 | 4011334255765 | 85 | G
Hager | 454001 | Supporting Plate with Red Mount 1-gang | 4.92 | 4011334160236 | 29 | G
Hager | 454002 | Supporting Plate with White Mount 1-gang | 4.92 | 4011334160229 | 29 | G
Hager | 454004 | Supporting Plate with Green Mount 1-gang | 4.92 | 4011334219071 | 29 | G
Hager | 454101 | Supporting Plate with Red Mount 2-gang | 4.92 | 4011334152736 | 31 | G
Hager | 454104 | Supporting plate with green reception 2g | 4.92 | 4011334164890 | 37 | G
Hager | 454105 | Supporting Plate with White Mount 2-gang | 4.92 | 4011334185291 | 29 | G
Hager | 454107 | Supporting Plate with Brown Mount 2-gang | 4.92 | 4011334199519 | 29 | G
Hager | 454109 | Supporting Plate with Orange Mount 2gang | 4.92 | 4011334350965 | 28 | G
Hager | 454201 | TPL M AN 1 FACH F 3M MODULAR JACKS | 4.92 | 4011334402381 | 30 | G
Hager | 454202 | TPL M AN 2 FACH F 3M MODULAR JACKS | 4.92 | 4011334402398 | 29 | G
Hager | 10112004 | Frame 1-gang Stainless Steel/Black | 65.01 | 4011334392217 | 69 | G
Hager | 10112009 | Frame 1-gang Glass Polar White | 46.59 | 4011334392224 | 29 | G
Hager | 10112014 | Frame 1-gang Stainless Steel/Polar White | 65.01 | 4011334392231 | 69 | G
Hager | 10112016 | Frame 1-gang Glass Black (R.Classic) | 46.59 | 4011334392248 | 31 | G
Hager | 10112045 | Frame 1-gang Black Glossy (R.Classic) | 6.11 | 4011334364535 | 15 | G
Hager | 10112074 | Frame 1-gang Aluminium/Polar White | 46.59 | 4011334392255 | 30 | G
Hager | 10112084 | Frame 1-gang Aluminium/Black | 46.59 | 4011334392262 | 30 | G
Hager | 10112089 | Frame 1-gang Polar White Glossy | 6.11 | 4011334364528 | 15 | G
Hager | 10113001 | B.3 Frame 1g Alum Brown/Anthracite Matt | 12.31 | 4011334371557 | 33 | G
Hager | 10113004 | B.3 Frame 1g Alum Anod/Anthracite Matt | 11.19 | 4011334219934 | 33 | G
Hager | 10113005 | B.3 Frame 1g Alum Black/Anthracite Matt | 12.31 | 4011334371540 | 33 | G
Hager | 10113012 | B.3 Frame 1g Alum Red/Anthracite Matt | 12.31 | 4011334384830 | 33 | G
Hager | 10113016 | B.3 Frame 1g Alum Gold/Anthracite Matt | 11.94 | 4011334384892 | 33 | G
Hager | 10113021 | B.3 Frame 1g Alum Brown/Polar White Matt | 12.27 | 4011334384717 | 33 | G
Hager | 10113022 | B.3 Frame 1g Alum Red/Polar White Matt | 12.27 | 4011334384779 | 33 | G
Hager | 10113025 | B.3 Frame 1g Alum Black/Polar White Matt | 12.27 | 4011334384656 | 36 | G
Hager | 10113046 | B.3 Frame 1g Alum Gold/Polar White Matt | 12.57 | 4011334236580 | 33 | G
Hager | 10113606 | B.7 Frame 1g Brush S/Steel/Anthracite | 50.11 | 4011334383178 | 171.1 | G
Hager | 10113609 | B.7 Frame 1g Brush S/Steel/Polar White | 50.11 | 4011334383277 | 166 | G
Hager | 10113904 | B.3 Frame 1g Alum Anod/Polar White Matt | 11.11 | 4011334252184 | 33 | G
Hager | 10116414 | B.7 Frame 1g Glass Alum Laquer/Alum Matt | 24.53 | 4011334303947 | 60 | G
Hager | 10116424 | B.7 Frame 1g, Aluminium Matt Lacquered | 4.18 | 4011334376712 | 20 | G
Hager | 10116616 | B.7 Frame 1g Glass Black/Anthracite Matt | 22.61 | 4011334303930 | 60 | G
Hager | 10116626 | B.7 Frame 1-gang, Anthracite Matt | 4.18 | 4011334376668 | 20 | G
Hager | 10116904 | B.7 Frame 1g, Alum Anodised/Anthracite | 41.64 | 4011334372592 | 60 | G
Hager | 10116909 | B.7 Frame 1g Glass Polar White/White | 22.79 | 4011334238942 | 60 | G
Hager | 10116914 | B.7 Frame 1g, Alum Anodised/Polar White | 41.64 | 4011334384953 | 60 | G
Hager | 10116919 | B.7 Frame 1-gang, Polar White Matt | 1.92 | 4011334376613 | 20 | G
Hager | 10118912 | S.1 Frame 1gang White Glossy + Labelling | 3.52 | 4011334276937 | 13 | G
Hager | 10118919 | S.1 Frame 1-gang P/White Gloss+Labelling | 2.84 | 4011334276920 | 13 | G
Hager | 10118962 | S.1 Frame 1-gang Red Glossy | 2.09 | 4011334284871 | 18 | G
Hager | 10118982 | S.1 Frame 1-gang White Glossy | 0.83 | 4011334276876 | 20 | G
Hager | 10118989 | S.1 Frame 1-gang Polar White Glossy | 0.68 | 4011334276838 | 21.5 | G
Hager | 10119909 | S.1 Frame 1-gang Polar White Matt | 0.52 | 4011334230564 | 16 | G
Hager | 10119919 | S.1 Frame 1-gang P/White Matt+Labelling | 2.81 | 4011334237778 | 14 | G
Hager | 10119939 | S.1 Frame 1-gang Aluminium Matt | 2.56 | 4011334360360 | 13 | G
Hager | 10119949 | S.1 Frame 1-gang Anthracite Matt | 1.28 | 4011334360377 | 15.5 | G
Hager | 10119959 | S.1 Frame 1-gang Alum with Label Field | 5.41 | 4011334360537 | 13 | G
Hager | 10119969 | S.1 Frame 1-gang Anthracite+ Label Field | 3.13 | 4011334360544 | 13 | G
Hager | 10122004 | Frame 2-gang Stainless Steel/Black | 91.63 | 4011334392279 | 149 | G
Hager | 10122009 | Frame 2-gang Glass Polar White | 66.7 | 4011334392286 | 14 | G
Hager | 10122014 | Frame 2-gang Stainless Steel/Polar White | 91.63 | 4011334392293 | 149 | G
Hager | 10122016 | Frame 2-gang Glass Black (R.Classic) | 66.7 | 4011334392309 | 66 | G
Hager | 10122045 | Frame 2-gang Black Glossy (R.Classic) | 17.33 | 4011334364559 | 27 | G
Hager | 10122074 | Frame 2-gang Aluminium/Polar White | 66.7 | 4011334392316 | 63 | G
Hager | 10122084 | Frame 2-gang Aluminium/Black | 66.7 | 4011334392323 | 63 | G
Hager | 10122089 | Frame 2-gang Polar White Glossy | 17.33 | 4011334364542 | 27 | G
Hager | 10123001 | B.3 Frame 2g Alum Brown/Anthracite Matt | 18.54 | 4011334371595 | 56 | G
Hager | 10123004 | B.3 Frame 2g Alum Anod/Anthracite Matt | 16.75 | 4011334220169 | 56 | G
Hager | 10123005 | B.3 Frame 2g Alum Black/Anthracite Matt | 18.77 | 4011334371588 | 56 | G
Hager | 10123012 | B.3 Frame 2g Alum Red/Anthracite Matt | 18.45 | 4011334384847 | 56 | G
Hager | 10123016 | B.3 Frame 2g Alum Gold/Anthracite Matt | 17.86 | 4011334384908 | 56 | G
Hager | 10123021 | B.3 Frame 2g Alum Brown/Polar White Matt | 18.39 | 4011334384724 | 56 | G
Hager | 10123022 | B.3 Frame 2g Alum Red/Polar White Matt | 18.3 | 4011334384786 | 56 | G
Hager | 10123025 | B.3 Frame 2g Alum Black/Polar White Matt | 18.61 | 4011334384663 | 56 | G
Hager | 10123046 | B.3 Frame 2g Alum Gold/Polar White Matt | 18.42 | 4011334236597 | 55 | G
Hager | 10123606 | B.7 Frame 2g Brush S/Steel/Anthracite | 71.2 | 4011334383185 | 271 | G
Hager | 10123609 | B.7 Frame 2g Brush S/Steel/Polar White | 71.2 | 4011334383284 | 271 | G
Hager | 10123904 | B.3 Frame 2g Alum Anod/Polar White Matt | 16.58 | 4011334252191 | 57 | G
Hager | 10126414 | B.7 Frame 2g Glass Alum Laquer/Alum Matt | 34.36 | 4011334303961 | 97 | G
Hager | 10126424 | B.7 Frame 2g, Aluminium Matt Lacquered | 6.59 | 4011334376729 | 31 | G
Hager | 10126616 | B.7 Frame 2g Glass Black/Anthracite Matt | 29.8 | 4011334303954 | 97 | G
Hager | 10126626 | B.7 Frame 2-gang, Anthracite Matt | 6.8 | 4011334376675 | 31 | G
Hager | 10126904 | B.7 Frame 2g, Alum Anodised/Anthracite | 61.63 | 4011334372608 | 107 | G
Hager | 10126909 | B.7 Frame 2g Glass Polar White/White | 29.52 | 4011334238959 | 98 | G
Hager | 10126914 | B.7 Frame 2g, Alum Anodised/Polar White | 61.63 | 4011334384960 | 105 | G
Hager | 10126919 | B.7 Frame 2-gang, Polar White Matt | 2.72 | 4011334376620 | 31 | G
Hager | 10128912 | S.1 Frame 2gang White Glossy + Labelling | 5.09 | 4011334276982 | 20 | G
Hager | 10128919 | S.1 Frame 2-gang P/White Gloss+Labelling | 4.45 | 4011334276944 | 20 | G
Hager | 10128962 | S.1 Frame 2-gang Red Glossy | 3.25 | 4011334284888 | 33 | G
Hager | 10128989 | S.1 Frame 2-gang Polar White Glossy | 1.28 | 4011334276845 | 35 | G
Hager | 10129909 | S.1 Frame 2-gang Polar White Matt | 1.09 | 4011334230571 | 26.5 | G
Hager | 10129919 | S.1 Frame 2-gang P/White Matt+Labelling | 4.28 | 4011334237785 | 24 | G
Hager | 10129939 | S.1 Frame 2-gang Aluminium Matt | 4.04 | 4011334360384 | 23 | G
Hager | 10129949 | S.1 Frame 2-gang Anthracite Matt | 1.49 | 4011334360391 | 22 | G
Hager | 10129959 | S.1 Frame 2-gang Alum with Label Field | 8.52 | 4011334360551 | 23 | G
Hager | 10129969 | S.1 Frame 2-gang Anthracite+ Label Field | 4.35 | 4011334360568 | 23 | G
Hager | 10132004 | Frame 3-gang Stainless Steel/Black | 128.18 | 4011334392330 | 230 | G
Hager | 10132009 | Frame 3-gang Glass Polar White | 96.72 | 4011334392347 | 100 | G
Hager | 10132014 | Frame 3-gang Stainless Steel/Polar White | 128.18 | 4011334392354 | 230 | G
Hager | 10132016 | Frame 3-gang Glass Black (R.Classic) | 96.72 | 4011334392361 | 100 | G
Hager | 10132045 | Frame 3-gang Black Glossy (R.Classic) | 26.5 | 4011334364573 | 40 | G
Hager | 10132074 | Frame 3-gang Aluminium/Polar White | 96.72 | 4011334392378 | 99 | G
Hager | 10132084 | Frame 3-gang Aluminium/Black | 96.72 | 4011334392385 | 99 | G
Hager | 10132089 | Frame 3-gang Polar White Glossy | 26.5 | 4011334364566 | 40 | G
Hager | 10133001 | B.3 Frame 3g Alum Brown/Anthracite Matt | 23.82 | 4011334371618 | 81 | G
Hager | 10133004 | B.3 Frame 3g Alum Anod/Anthracite Matt | 21.5 | 4011334222743 | 80 | G
Hager | 10133005 | B.3 Frame 3g Alum Black/Anthracite Matt | 23.93 | 4011334371601 | 84 | G
Hager | 10133012 | B.3 Frame 3g Alum Red/Anthracite Matt | 23.82 | 4011334384854 | 80 | G
Hager | 10133016 | B.3 Frame 3g Alum Gold/Anthracite Matt | 22.83 | 4011334384915 | 80 | G
Hager | 10133021 | B.3 Frame 3g Alum Brown/Polar White Matt | 23.52 | 4011334384731 | 83 | G
Hager | 10133022 | B.3 Frame 3g Alum Red/Polar White Matt | 23.52 | 4011334384793 | 80 | G
Hager | 10133025 | B.3 Frame 3g Alum Black/Polar White Matt | 23.68 | 4011334384670 | 80 | G
Hager | 10133046 | B.3 Frame 3g Alum Gold/Polar White Matt | 22.86 | 4011334236603 | 75 | G
Hager | 10133606 | B.7 Frame 3g Brush S/Steel/Anthracite | 95.55 | 4011334383192 | 374 | G
Hager | 10133609 | B.7 Frame 3g Brush S/Steel/Polar White | 95.55 | 4011334383291 | 376 | G
Hager | 10133904 | B.3 Frame 3g Alum Anod/Polar White Matt | 21.21 | 4011334252207 | 81 | G
Hager | 10136414 | B.7 frame 3g Glass Alum Laquer/Alum Matt | 50.12 | 4011334303978 | 135 | G
Hager | 10136424 | B.7 Frame 3g, Aluminium Matt Lacquered | 8.76 | 4011334376736 | 72 | G
Hager | 10136616 | B.7 Frame 3g Glass Black/Anthracite Matt | 41.07 | 4011334304005 | 135 | G
Hager | 10136626 | B.7 Frame 3-gang, Anthracite Matt | 8.99 | 4011334376682 | 43 | G
Hager | 10136904 | B.7 Frame 3g, Alum Anodised/Anthracite | 82.68 | 4011334372615 | 144 | G
Hager | 10136909 | B.7 Frame 3g Glass Polar White/White | 41.51 | 4011334238980 | 137 | G
Hager | 10136914 | B.7 Frame 3g, Alum Anodised/Polar White | 81.4 | 4011334384977 | 144 | G
Hager | 10136919 | B.7 Frame 3-gang, Polar White Matt | 3.13 | 4011334376637 | 57 | G
Hager | 10138912 | S.1 Frame 3gang White Glossy + Labelling | 7.02 | 4011334276975 | 32 | G
Hager | 10138919 | S.1 Frame 3-gang P/White Gloss+Labelling | 6.03 | 4011334276968 | 32 | G
Hager | 10138962 | S.1 Frame 3-gang Red Glossy | 4.18 | 4011334284895 | 45 | G
Hager | 10138982 | S.1 Frame 3-gang White Glossy | 2.88 | 4011334276890 | 45 | G
Hager | 10138989 | S.1 Frame 3-gang Polar White Glossy | 2.84 | 4011334276852 | 45 | G
Hager | 10139909 | S.1 Frame 3-gang Polar White Matt | 1.28 | 4011334230588 | 33 | G
Hager | 10139919 | S.1 Frame 3-gang P/White Matt+Labelling | 6.08 | 4011334237792 | 35 | G
Hager | 10139939 | S.1 Frame 3-gang Aluminium Matt | 5.36 | 4011334360407 | 33 | G
Hager | 10139949 | S.1 Frame 3-gang Anthracite Matt | 1.69 | 4011334360414 | 33 | G
Hager | 10139959 | S.1 Frame 3-gang Alum with Label Field | 11.94 | 4011334360599 | 33 | G
Hager | 10139969 | S.1 Frame 3-gang Anthracite+ Label Field | 6.03 | 4011334360605 | 33 | G
Hager | 10143001 | B.3 Frame 4g Alum Brown/Anthracite Matt | 29 | 4011334371632 | 104 | G
Hager | 10143004 | B.3 Frame 4g Alum Anod/Anthracite Matt | 26.07 | 4011334222965 | 104 | G
Hager | 10143005 | B.3 Frame 4g Alum Black/Anthracite Matt | 31.02 | 4011334371625 | 104 | G
Hager | 10143012 | B.3 Frame 4g Alum Red/Anthracite Matt | 28.81 | 4011334384861 | 104 | G
Hager | 10143016 | B.3 Frame 4g Alum Gold/Anthracite Matt | 27.89 | 4011334384922 | 104 | G
Hager | 10143021 | B.3 Frame 4g Alum Brown/Polar White Matt | 28.64 | 4011334384748 | 104 | G
Hager | 10143022 | B.3 Frame 4g Alum Red/Polar White Matt | 28.46 | 4011334384809 | 104 | G
Hager | 10143025 | B.3 Frame 4g Alum Black/Polar White Matt | 30.68 | 4011334384687 | 104 | G
Hager | 10143046 | B.3 Frame 4g Alum Gold/Polar White Matt | 28.23 | 4011334236610 | 96 | G
Hager | 10143606 | B.7 Frame 4g Brush S/Steel/Anthracite | 132.84 | 4011334385011 | 520 | G
Hager | 10143609 | B.7 Frame 4g Brush S/Steel/Polar White | 132.84 | 4011334385042 | 483 | G
Hager | 10143904 | B.3 Frame 4g Alum Anod/Polar White Matt | 25.73 | 4011334252214 | 106 | G
Hager | 10146414 | B.7 Frame 4g Glass Alum Laquer/Alum Matt | 71.42 | 4011334303985 | 225 | G
Hager | 10146424 | B.7 Frame 4g, Aluminium Matt Lacquered | 13.59 | 4011334376743 | 93 | G
Hager | 10146616 | B.7 Frame 4g Glass Black/Anthracite Matt | 62.84 | 4011334304012 | 220 | G
Hager | 10146626 | B.7 Frame 4-gang, Anthracite Matt | 13.73 | 4011334376699 | 143 | G
Hager | 10146904 | B.7 Frame 4g, Alum Anodised/Anthracite | 119.13 | 4011334372622 | 233 | G
Hager | 10146909 | B.7 Frame 4g Glass Polar White/White | 62.76 | 4011334253273 | 175 | G
Hager | 10146914 | B.7 Frame 4g, Alum Anodised/Polar White | 119.13 | 4011334384984 | 233 | G
Hager | 10146919 | B.7 Frame 4-gang, Polar White Matt | 4.04 | 4011334376644 | 144 | G
Hager | 10148962 | S.1 Frame 4-gang Red Glossy | 4.95 | 4011334284901 | 59 | G
Hager | 10148982 | S.1 Frame 4-gang White Glossy | 5.41 | 4011334276906 | 59 | G
Hager | 10148989 | S.1 Frame 4-gang Polar White Glossy | 4.76 | 4011334279341 | 59 | G
Hager | 10149909 | S.1 Frame 4-gang Polar White Matt | 2.26 | 4011334230595 | 48.5 | G
Hager | 10149939 | S.1 Frame 4-gang Aluminium Matt | 8.63 | 4011334360421 | 38 | G
Hager | 10149949 | S.1 Frame 4-gang Anthracite Matt | 3.28 | 4011334360438 | 38 | G
Hager | 10153001 | B.3 Frame 5g Alum Brown/Anthracite Matt | 39.15 | 4011334371656 | 122 | G
Hager | 10153004 | B.3 Frame 5g Alum Anod/Anthracite Matt | 30.55 | 4011334223153 | 122 | G
Hager | 10153012 | B.3 Frame 5g Alum Red/Anthracite Matt | 34.18 | 4011334384878 | 122 | G
Hager | 10153016 | B.3 Frame 5g Alum Gold/Anthracite Matt | 33.28 | 4011334384939 | 125 | G
Hager | 10153021 | B.3 Frame 5g Alum Brown/Polar White Matt | 38.67 | 4011334384755 | 122 | G
Hager | 10153022 | B.3 Frame 5g Alum Red/Polar White Matt | 33.76 | 4011334384816 | 122 | G
Hager | 10153025 | B.3 Frame 5g Alum Black/Polar White Matt | 35.63 | 4011334384694 | 122 | G
Hager | 10153046 | B.3 Frame 5g Alum Gold/Polar White Matt | 32.78 | 4011334236627 | 125 | G
Hager | 10153606 | B.7 Frame 5g Brush S/Steel/Anthracite | 158.35 | 4011334385028 | 642 | G
Hager | 10153609 | B.7 Frame 5g Brush S/Steel/Polar White | 158.35 | 4011334385059 | 642 | G
Hager | 10153904 | B.3 Frame 5g Alum Anod/Polar White Matt | 30.09 | 4011334252221 | 131 | G
Hager | 10156414 | B.7 Frame 5g Glass Alum Laquer/Alum Matt | 98.18 | 4011334303992 | 270 | G
Hager | 10156424 | B.7 Frame 5g, Aluminium Matt Lacquered | 60.39 | 4011334376750 | 113 | G
Hager | 10156616 | B.7 Frame 5g Glass Black/Anthracite Matt | 75.41 | 4011334304029 | 270 | G
Hager | 10156626 | B.7 Frame 5-gang, Anthracite Matt | 60.39 | 4011334376705 | 175 | G
Hager | 10156904 | B.7 Frame 5g, Alum Anodised/Anthracite | 154.57 | 4011334372639 | 281 | G
Hager | 10156909 | B.7 Frame 5g Glass Polar White/White | 76.49 | 4011334253280 | 215 | G
Hager | 10156914 | B.7 Frame 5g, Alum Anodised/Polar White | 152.56 | 4011334384991 | 281 | G
Hager | 10156919 | B.7 Frame 5-gang, Polar White Matt | 60.39 | 4011334376651 | 173 | G
Hager | 10158962 | S.1 Frame 5-gang Red Glossy | 5.64 | 4011334284918 | 78 | G
Hager | 10158982 | S.1 Frame 5-gang White Glossy | 5.48 | 4011334276913 | 78 | G
Hager | 10158989 | S.1 Frame 5-gang Polar White Glossy | 5.24 | 4011334276869 | 78 | G
Hager | 10159909 | S.1 Frame 5-gang Polar White Matt | 3.04 | 4011334230601 | 51 | G
Hager | 10159939 | S.1 Frame 5-gang Aluminium Matt | 9.56 | 4011334360445 | 51 | G
Hager | 10159949 | S.1 Frame 5-gang Anthracite Matt | 3.32 | 4011334360452 | 51 | G
Hager | 10223606 | B.7 Frame 2gH Brush S/Steel/Anthracite | 71.2 | 4011334383222 | 245 | G
Hager | 10223609 | B.7 Frame 2gH Brush S/Steel/Polar White | 71.2 | 4011334383321 | 244 | G
Hager | 10228912 | S.1 Frame 2-gang H White Gloss+Labelling | 5.36 | 4011334277026 | 23 | G
Hager | 10228919 | S.1 Frame 2gangH P/White Gloss+Labelling | 4.8 | 4011334277019 | 23 | G
Hager | 10229919 | S.1 Frame 2gang H P/White Matt+Labelling | 4.35 | 4011334237808 | 24 | G
Hager | 10229959 | S.1 Frame 2-gang H Alum with Label Field | 8.73 | 4011334360575 | 24 | G
Hager | 10229969 | S.1 Frame 2gang H Anthracite+Label Field | 4.65 | 4011334360582 | 24 | G
Hager | 10233606 | B.7 Frame 3gH Brush S/Steel/Anthracite | 95.55 | 4011334383239 | 338 | G
Hager | 10233609 | B.7 Frame 3gH Brush S/Steel/Polar White | 95.55 | 4011334383338 | 338 | G
Hager | 10238912 | S.1 Frame 3-gang H White Gloss+Labelling | 7.55 | 4011334277040 | 33 | G
Hager | 10238919 | S.1 Frame 3gangH P/White Gloss+Labelling | 6.29 | 4011334277033 | 33 | G
Hager | 10239919 | S.1 Frame 3gang H P/White Matt+Labelling | 6.32 | 4011334237815 | 35 | G
Hager | 10239959 | S.1 Frame 3-gang H Alum with Label Field | 12.42 | 4011334360612 | 35 | G
Hager | 10239969 | S.1 Frame 3gang H Anthracite+Label Field | 6.32 | 4011334360629 | 35 | G
Hager | 10243606 | B.7 Frame 4gH Brush S/Steel/Anthracite | 132.84 | 4011334383246 | 475 | G
Hager | 10243609 | B.7 Frame 4gH Brush S/Steel/Polar White | 132.84 | 4011334383345 | 480 | G
Hager | 10253606 | B.7 Frame 5gH Brush S/Steel/Anthracite | 158.35 | 4011334383253 | 584 | G
Hager | 10253609 | B.7 Frame 5gH Brush S/Steel/Polar White | 158.35 | 4011334383352 | 584 | G
Hager | 10411606 | B.3 Surface Mount Box Anthracite 1-gang | 13.45 | 4011334223405 | 80 | G
Hager | 10411909 | B.3 Surface Mount Box Polar White 1-gang | 12.46 | 4011334223412 | 83 | G
Hager | 10418982 | S.1 Surface Box 1-gang White Glossy | 11.31 | 4011334278955 | 77 | G
Hager | 10418989 | S.1 Surface Box 1-gang P/White Glossy | 11.31 | 4011334278948 | 77 | G
Hager | 10419909 | S.1 Surface Box 1-gang Polar White Matt | 11.31 | 4011334230618 | 80 | G
Hager | 10419939 | S.1 Surface Box 1-gang Aluminium Matt | 11.31 | 4011334360469 | 80 | G
Hager | 10419949 | S.1 Surface Box 1-gang Anthracite Matt | 11.31 | 4011334360476 | 80 | G
Hager | 10421606 | B.3 Surface Mount Box Anthracite 2-gang | 17.42 | 4011334223436 | 125 | G
Hager | 10421909 | B.3 Surface Mount Box Polar White 2-gang | 15.29 | 4011334223443 | 130 | G
Hager | 10428982 | S.1 Surface Box 2-gang White Glossy | 16.57 | 4011334278979 | 115 | G
Hager | 10428989 | S.1 Surface Box 2-gang P/White Glossy | 16.57 | 4011334278962 | 115 | G
Hager | 10429909 | S.1 Surface Box 2-gang Polar White Matt | 16.57 | 4011334230625 | 115 | G
Hager | 10429939 | S.1 Surface Box 2-gang Aluminium Matt | 16.57 | 4011334360483 | 115 | G
Hager | 10429949 | S.1 Surface Box 2-gang Anthracite Matt | 16.57 | 4011334360490 | 115 | G
Hager | 10431606 | B.3 Surface Mount Box Anthracite 3-gang | 26.17 | 4011334223467 | 190 | G
Hager | 10431909 | B.3 Surface Mount Box Polar White 3-gang | 25.44 | 4011334223474 | 177 | G
Hager | 10438982 | S.1 Surface Box 3-gang White Glossy | 20.61 | 4011334278986 | 165 | G
Hager | 10438989 | S.1 Surface Box 3-gang P/White Glossy | 21.25 | 4011334278993 | 165 | G
Hager | 10439909 | S.1 Surface Box 3-gang Polar White Matt | 25.78 | 4011334230632 | 165 | G
Hager | 10439939 | S.1 Surface Box 3-gang Aluminium Matt | 27.68 | 4011334360506 | 165 | G
Hager | 10439949 | S.1 Surface Box 3-gang Anthracite Matt | 26.86 | 4011334360513 | 165 | G
Hager | 11308982 | Cover Plate/Setting Rotary Dimmer White | 5.7 | 4011334277125 | 35 | G
Hager | 11308989 | Cover Plate/Set Rotary Dim Polar White G | 5.7 | 4011334277118 | 35 | G
Hager | 11309909 | Cover Plate/Set Rotary Dim Polar White M | 5.7 | 4011334232483 | 23 | G
Hager | 11701404 | Centre Plate, 1 Slider, Aluminium Matt | 13.15 | 4011334255642 | 10 | G
Hager | 11701606 | Centre Plate, 1 Slider, Anthracite Matt | 9.84 | 4011334255659 | 10 | G
Hager | 11701909 | Centre Plate, 1 Slider, Polar white Matt | 6.69 | 4011334255840 | 9 | G
Hager | 11811404 | Centre Plate, 2 Slider, Aluminium Matt | 14.92 | 4011334221227 | 11 | G
Hager | 11811606 | Centre Plate, 2 Slider, Anthracite Matt | 11.15 | 4011334221234 | 11 | G
Hager | 11811909 | Centre Plate, 2 Slider, Polar White Matt | 7.61 | 4011334221241 | 11 | G
Hager | 11818982 | Centre Plate, 2 Slider, White Glossy | 7.61 | 4011334279099 | 10 | G
Hager | 11818989 | Centre Plate, 2 Slider, Polar White Glos | 7.61 | 4011334279082 | 10 | G
Hager | 13093001 | B.3 Frame Large CO Alum Brown/Athracite | 13.92 | 4011334371687 | 65 | G
Hager | 13093005 | B.3 Frame Large CO Alum Black/Athracite | 16.83 | 4011334371663 | 65 | G
Hager | 13093012 | B.3 Frame Large CO Alum Red/Athracite | 16.83 | 4011334384885 | 65 | G
Hager | 13093016 | B.3 Frame Large COAlum Gold/Athracite | 13.19 | 4011334384946 | 65 | G
Hager | 13093021 | B.3 Frame LargeCO Alum Brown/Polar White | 14.35 | 4011334384762 | 65 | G
Hager | 13093022 | B.3 Frame Large CO Alum Red/Polar White | 14.35 | 4011334384823 | 65 | G
Hager | 13093025 | B.3 Frame LargeCO Alum Black/Polar White | 14.35 | 4011334384700 | 65 | G
Hager | 13093046 | B.3 Frame Large COAlum Gold/Polar White | 14.35 | 4011334284277 | 60 | G
Hager | 13093606 | B.7 Frame Large CO S/Steel/Anthracite | 99.29 | 4011334385035 | 230 | G
Hager | 13093609 | B.7 Frame Large CO S/Steel/Polar White | 99.29 | 4011334385066 | 230 | G
Hager | 13096414 | B.7 Frame Large CO Glass Alum Lacq/Alum | 68.48 | 4011334304043 | 80 | G
Hager | 13096424 | B.7 Frame Large CO Aluminium, Lacquered | 28.21 | 4011334376781 | 31 | G
Hager | 13096616 | B.7 Frame Large CO Glass Black/Anthracit | 68.48 | 4011334304036 | 80 | G
Hager | 13096626 | B.7 Frame Large CO Anthracite, Lacquered | 28.21 | 4011334376774 | 46 | G
Hager | 13096904 | B.7 Frame Large CO Alum Anod/Anthracite | 137.5 | 4011334372646 | 89 | G
Hager | 13096909 | B.7 Frame Large CO Glass P-White/P-White | 68.48 | 4011334282952 | 80 | G
Hager | 13096914 | B.7 Frame Large CO Alum Anod/Polar White | 137.5 | 4011334385004 | 89 | G
Hager | 13096919 | B.7 Frame Large CO P/White Matt, Lacquer | 26.86 | 4011334376767 | 46 | G
Hager | 13098982 | S.1 Frame, Large Cut Out, White Glossy | 2.77 | 4011334282877 | 27 | G
Hager | 13098989 | S.1 Frame, Large Cut Out, P/White Glossy | 2.77 | 4011334282884 | 27 | G
Hager | 13099909 | S.1 Frame, Large Cut Out, P/White Matt | 2.77 | 4011334282860 | 18 | G
Hager | 13099939 | S.1 Frame, Large Cut Out, Aluminium Matt | 4.55 | 4011334361534 | 18 | G
Hager | 13099949 | S.1 Frame Large Cut Out, Anthracite Matt | 2.26 | 4011334361541 | 18 | G
Hager | 75040001 | Bus Coupling Unit Flush Mounted | 145.33 | 4011334161844 | 75 | G
Hager | 75141830 | TS Sensor, IBC, 1G Comfort, Polar White | 482.65 | 4011334383772 | 380 | G
Hager | 75141930 | TS Sensor IBC 1G Comf Conf Polar White | 776.92 | 4011334383789 | 380 | G
Hager | 75142830 | TS Sensor IBC 2G Comfort, Polar White | 560.21 | 4011334383826 | 350 | G
Hager | 75142930 | TS Sensor IBC 2G Comf Conf Polar White | 776.92 | 4011334383833 | 360 | G
Hager | 75143830 | TS Sensor IBC 3G Comfort, Polar White | 651.83 | 4011334383871 | 345 | G
Hager | 75143835 | TS 3-gang Comfort, Integrated Bus, Black | 371.73 | 4011334381242 | 355 | G
Hager | 75143930 | TS Sensor IBC 3G Comf Conf Polar White | 776.92 | 4011334383888 | 360 | G
Hager | 75144830 | TS Sensor IBC 4G Comfort, Polar White | 755.97 | 4011334383925 | 350 | G
Hager | 75144930 | TS Sensor IBC 4G Comf Conf Polar White | 829 | 4011334383932 | 365 | G
Hager | 75161043 | Push Button, 1gang Stainless Steel Label | 67.96 | 4011334180814 | 63 | G
Hager | 75161044 | Push Button, 1-gang Light Bronze Label | 67.96 | 4011334180821 | 63 | G
Hager | 75161049 | Push Button, 1-gang Polar White Label | 61.05 | 4011334177661 | 61 | G
Hager | 75161090 | B.IQ Push Button 1G Glass Polar White | 143.25 | 4011334380825 | 250 | G
Hager | 75161092 | B.IQ Push Button 1G Glass Black | 143.25 | 4011334372042 | 286 | G
Hager | 75161093 | B.IQ Push Button 1G Brushed Stainless | 119.6 | 4011334257073 | 442 | G
Hager | 75161099 | B.IQ Push Button 1G Matt Polar White | 76.42 | 4011334254911 | 212 | G
Hager | 75161590 | B.IQ Push Button Comf 1G Glass Polar Whi | 190.24 | 4011334380832 | 258 | G
Hager | 75161592 | B.IQ Push Button Comfort 1G Glass Black | 190.24 | 4011334372066 | 286 | G
Hager | 75161593 | B.IQ Push Button Comf 1G Brush Stainless | 166.56 | 4011334257097 | 442 | G
Hager | 75161599 | B.IQ Push Button Comf 1G Matt Polar Whi | 123.38 | 4011334256472 | 105 | G
Hager | 75162042 | Push Button, 2-gang White Glossy Label | 73.23 | 4011334177609 | 66 | G
Hager | 75162043 | Push Button, 2gang Stainless Steel Label | 81.44 | 4011334180838 | 63 | G
Hager | 75162044 | Push Button, 2-gang Light Bronze Label | 81.44 | 4011334180845 | 64 | G
Hager | 75162049 | Push Button, 2-gang Polar White Label | 74.36 | 4011334177623 | 64 | G
Hager | 75162090 | B.IQ Push Button 2G Glass Polar White | 195.9 | 4011334380849 | 261 | G
Hager | 75162092 | B.IQ Push Button 2G Glass Black | 195.9 | 4011334372080 | 286 | G
Hager | 75162093 | B.IQ Push Button 2G Brushed Stainless | 157.95 | 4011334257110 | 442 | G
Hager | 75162099 | B.IQ Push Button 2G Matt Polar White | 93.08 | 4011334255703 | 105 | G
Hager | 75162590 | B.IQ Push Button Comf 2G Glass Polar Whi | 244.01 | 4011334380856 | 258 | G
Hager | 75162592 | B.IQ Push Button Comfort 2G Glass Black | 244.01 | 4011334372103 | 142 | G
Hager | 75162593 | B.IQ Push Button Comf 2G Brush Stainless | 206.12 | 4011334257134 | 442 | G
Hager | 75162599 | B.IQ Push Button Comf 2G Matt Polar Whi | 141.21 | 4011334256489 | 80 | G
Hager | 75163090 | B.IQ Push Button 3G Glass Polar White | 262.22 | 4011334380863 | 286 | G
Hager | 75163092 | B.IQ Push Button 3G Glass Black | 262.22 | 4011334372110 | 286 | G
Hager | 75163093 | B.IQ Push Button 3G Brushed Stainless | 185.29 | 4011334257158 | 442 | G
Hager | 75163099 | B.IQ Push Button 3G Matt Polar White | 119.51 | 4011334255727 | 105 | G
Hager | 75163590 | B.IQ Push Button Comf 3G Glass Polar Whi | 307.59 | 4011334380870 | 258 | G
Hager | 75163592 | B.IQ Push Button Comfort 3G Glass Black | 307.59 | 4011334372127 | 143 | G
Hager | 75163593 | B.IQ Push Button Comf 3G Brush Stainless | 230.63 | 4011334257172 | 302 | G
Hager | 75163599 | B.IQ Push Button Comf 3G Matt Polar Whi | 164.82 | 4011334256496 | 212 | G
Hager | 75164042 | Push Button, 4-gang White Glossy Label | 109.77 | 4011334177807 | 65 | G
Hager | 75164043 | Push Button, 4gang Stainless Steel Label | 119.16 | 4011334180852 | 66 | G
Hager | 75164044 | Push Button, 4-gang Light Bronze Label | 119.16 | 4011334180869 | 66 | G
Hager | 75164049 | Push Button, 4-gang Polar White Label | 110.88 | 4011334177821 | 66 | G
Hager | 75164090 | B.IQ Push Button 4G Glass Polar White | 329.08 | 4011334380887 | 295 | G
Hager | 75164092 | B.IQ Push Button 4G Glass Black | 329.08 | 4011334372134 | 295 | G
Hager | 75164093 | B.IQ Push Button 4G Brushed Stainless | 239.25 | 4011334257196 | 520 | G
Hager | 75164099 | B.IQ Push Button 4G Matt Polar White | 138.81 | 4011334255741 | 130 | G
Hager | 75164590 | B.IQ Push Button Comf 4G Glass Polar Whi | 379.8 | 4011334380894 | 302 | G
Hager | 75164592 | B.IQ Push Button Comfort 4G Glass Black | 379.8 | 4011334372141 | 302 | G
Hager | 75164593 | B.IQ Push Button Comf 4G Brush Stainless | 289.99 | 4011334257219 | 525 | G
Hager | 75164599 | B.IQ Push Button Comf 4G Matt Polar Whi | 189.55 | 4011334256502 | 135 | G
Hager | 75168742 | Light Scene PB Comfort White Gloss Label | 180.4 | 4011334264972 | 70 | G
Hager | 75168743 | Light Scene PB Comfort Stainless Label | 187.05 | 4011334265009 | 75 | G
Hager | 75168749 | Light Scene PB Comfort Light Polar White | 181.45 | 4011334264989 | 75 | G
Hager | 75642030 | TS Sensor IBC Stat 2G Glass Polar White | 834.16 | 4011334383970 | 380 | G
Hager | 75642034 | TS Sensor IBC Stat 2-Gang, Glass Alu | 834.16 | 4011334317890 | 380 | G
Hager | 75642035 | TS Sensor IBC Stat 2-Gang Glass Black | 834.16 | 4011334317883 | 380 | G
Hager | 75642130 | TS Sensor IBC Stat Conf 2G Glass Pol Whi | 943.91 | 4011334383987 | 450 | G
Hager | 75642134 | TS Sensor IBC Stat Conf 2-Gang Glass Alu | 943.91 | 4011334319344 | 380 | G
Hager | 75642135 | TS Sensor IBC Stat Conf 2G Glass Black | 943.91 | 4011334319351 | 380 | G
Hager | 75643030 | TS Sensor IBC Stat 3G Glass Polar White | 907.33 | 4011334383994 | 390 | G
Hager | 75643034 | TS Sensor IBC Stat 3G Glass Aluminium | 907.33 | 4011334317920 | 385 | G
Hager | 75643035 | TS Sensor IBC Stat 3-Gang Glass Black | 907.33 | 4011334317913 | 380 | G
Hager | 75643130 | TS Sensor IBC Stat Conf 3G Glass Pol Whi | 1017.09 | 4011334384007 | 380 | G
Hager | 75643134 | TS Sensor IBC Stat Conf 3-Gang Glass Alu | 1017.09 | 4011334319375 | 380 | G
Hager | 75643135 | TS Sensor IBC Stat Conf 3G Glass Black | 1017.09 | 4011334319382 | 380 | G
Hager | 75648001 | Universal input/output interface 8gang | 205.43 | 4011334218616 | 10 | G
Hager | 75662780 | Push-button, 2-gang, with room thermost | 376.45 | 4011334283430 | 150 | G
Hager | 75662785 | Push-button, 2-gang, with room thermost | 379.71 | 4011334284024 | 155 | G
Hager | 75663590 | B.IQ Push Button Stat 3G Glass Polar Whi | 536.11 | 4011334380917 | 373 | G
Hager | 75663592 | B.IQ Push Button Stat 3G Glass Black | 536.11 | 4011334372189 | 373 | G
Hager | 75663593 | B.IQ Push Button Stat 3G Brush Stainless | 466.4 | 4011334257264 | 533 | G
Hager | 75663599 | B.IQ Push Button Stat 3G Matt Polar Whi | 400.65 | 4011334257271 | 302 | G
Hager | 75663780 | Push-button, 3-gang, with room thermost | 458.56 | 4011334283461 | 180 | G
Hager | 75663785 | Push-button, 3-gang, with room thermost | 461.89 | 4011334284031 | 192 | G
Hager | 75664590 | B.IQ Push Button Stat 4G Glass Polar Whi | 702.86 | 4011334380924 | 415 | G
Hager | 75664592 | B.IQ Push Button Stat 4G Glass Black | 702.86 | 4011334372202 | 415 | G
Hager | 75664593 | B.IQ Push Button Stat 4G Brush Stainless | 613 | 4011334257325 | 514 | G
Hager | 75664599 | B.IQ Push Button Stat 4G Matt Polar Whi | 512.58 | 4011334257332 | 305 | G
Hager | 75665590 | B.IQ Push Button Stat 5G Glass Polar Whi | 818.33 | 4011334380931 | 456 | G
Hager | 75665592 | B.IQ Push Button Stat 5G Glass Black | 818.33 | 4011334372233 | 456 | G
Hager | 75665593 | B.IQ Push Button Stat 5G Brush Stainless | 694.67 | 4011334257387 | 622 | G
Hager | 75665599 | B.IQ Push Button Stat 5G Matt Polar Whi | 580.49 | 4011334257394 | 345 | G
Hager | 75900080 | B.IQ Labeling Field 1-3 Gang | 14.92 | 4011334257431 | 50 | G
Hager | 75960006 | Label Field Cover Plate for PB P-White | 6.98 | 4011334196518 | 5 | G
Hager | 80040001 | Bus coupling unit flush-mounted, KNX | 94.68 | 3250617153362 | 0.056 | KG
Hager | 80040011 | Bus coupling unit (10x) | 920.04 | 3250617153072 | 720 | G
Hager | 80141170 | K.x..PB-modul.TP+EASY.1g.2PB..withBCU | 75.74 | 3250617153751 | 0.107 | KG
Hager | 80141180 | S.x.Bx.PB-modul.TP+EASY.1g.2PB..withBCU | 75.74 | 3250617153768 | 0.091 | KG
Hager | 80141326 | Q.x-KNXPB.1g.2PB.KNX-TP+EASY.FPL.anth. | 65.81 | 3250617153379 | 0.091 | KG
Hager | 80141329 | Q.x-KNXPB.1g.2PB.KNX-TP+EASY.FPL.pw. | 64.35 | 3250617153386 | 0.104 | KG
Hager | 80142170 | K.x.PB-modul.TP+EASY.2g.4PB..withBCU | 80.21 | 3250617153782 | 0.107 | KG
Hager | 80142180 | S.x.Bx.PB-modul.TP+EASY.2g.4PB..withBCU | 80.21 | 3250617153799 | 0.091 | KG
Hager | 80142326 | Q.x-KNXPB.2g.4PB.KNX-TP+EASY.FPL.anth. | 78.35 | 3250617153393 | 0.067 | KG
Hager | 80142329 | Q.x-KNXPB.2g.4PB.KNX-TP+EASY.FPL.pw. | 76.86 | 3250617153409 | 0.103 | KG
Hager | 80143326 | Q.x-KNXPB.3g.6PB.KNX-TP+EASY.FPL.anth. | 100.37 | 3250617153416 | 0.067 | KG
Hager | 80143329 | Q.x-KNXPB.3g.6PB.KNX-TP+EASY.FPL.pw. | 98.48 | 3250617153423 | 0.102 | KG
Hager | 80144326 | Q.x-KNXPB.4g.8PB.KNX-TP+EASY.FPL.anth. | 112.99 | 3250617153430 | 0.103 | KG
Hager | 80144329 | Q.x-KNXPB.4g.8PB.KNX-TP+EASY.FPL.pw. | 111.42 | 3250617153447 | 0.103 | KG
Hager | 80161770 | K.x-KNXPB.1g.2PB.KNX-TP+EASY.FPL.pw. | 64.35 | 3250617153461 | 0.109 | KG
Hager | 80161773 | K.x-KNXPB.1g.2PB.KNX-TP+EASY.FPL.steel | 67.68 | 3250617153478 | 0.11 | KG
Hager | 80161774 | K.x-KNXPB.1g.2PB.KNX-TP+EASY.FPL..alu | 65.81 | 3250617153485 | 0.108 | KG
Hager | 80161776 | K.x-KNXPB.1g.2PB.KNX-TP+EASY.FPL.anth. | 65.81 | 3250617153492 | 0.106 | KG
Hager | 80161780 | S/B-KNXPB.1g.2PB.KNX-TP+EASY.FPL.w/pw | 64.4 | 3250617153508 | 0.104 | KG
Hager | 80161785 | S/B-KNXPB.1g.2PB.KNX-TP+EASY.FPL.al/anth | 65.81 | 3250617153515 | 0.102 | KG
Hager | 80161865 | R.x-KNXPB.1g.2PB.KNX-TP+EASY.FPL.sw | 83.38 | 3250617153522 | 0.095 | KG
Hager | 80161869 | R.x-KNXPB.1g.2PB.KNX-TP+EASY.FPL.pw. | 91.19 | 3250617153539 | 0.096 | KG
Hager | 80162770 | K.x-KNXPB.2g.4PB.KNX-TP+EASY.FPL.pw. | 76.86 | 3250617153546 | 0.109 | KG
Hager | 80162773 | K.x-KNXPB.2g.4PB.KNX-TP+EASY.FPLt.steel | 80.65 | 3250617153553 | 0.114 | KG
Hager | 80162774 | K.x-KNXPB.2g.4PB.KNX-TP+EASY.FPL..alu | 78.35 | 3250617153560 | 0.109 | KG
Hager | 80162776 | K.x-KNXPB.2g.4PB.KNX-TP+EASY.FPL.anth. | 78.35 | 3250617153577 | 0.108 | KG
Hager | 80162780 | S/B-KNXPB.2g.4PB.KNX-TP+EASY.FPL.w/pw | 76.86 | 3250617153584 | 0.103 | KG
Hager | 80162785 | S/B-KNXPB.2g.4PB.KNX-TP+EASY.FPL.al/anth | 78.35 | 3250617153591 | 0.103 | KG
Hager | 80162865 | R.x-KNXPB.2g.4PB.KNX-TP+EASY.FPL.sw. | 114.06 | 3250617153607 | 0.099 | KG
Hager | 80162869 | R.x-KNXPB.2g.4PB.KNX-TP+EASY.FPL.pw. | 104.14 | 3250617153614 | 0.093 | KG
Hager | 80163770 | K.x-KNXPB.3g.6PB.KNX-TP+EASY.FPL.pw. | 98.48 | 3250617153621 | 0.11 | KG
Hager | 80163773 | K.x-KNXPB.3g.6PB.KNX-TP+EASY.FPL.steel | 103.46 | 3250617153638 | 0.117 | KG
Hager | 80163774 | K.x-KNXPB.3g.6PB.KNX-TP+EASY.FPL..alu | 100.37 | 3250617153645 | 0.107 | KG
Hager | 80163776 | K.x-KNXPB.3g.6PB.KNX-TP+EASY.FPL.anth. | 100.37 | 3250617153652 | 0.105 | KG
Hager | 80163780 | S/B-KNXPB.3g.6PB.KNX-TP+EASY.FPL.w/pw | 98.48 | 3250617153669 | 0.103 | KG
Hager | 80163785 | S/B-KNXPB.3g.6PB.KNX-TP+EASY.FPL.al/anth | 100.37 | 3250617153676 | 0.071 | KG
Hager | 80164770 | K.x-KNXPB.4g.8PB.KNX-TP+EASY.FPL.pw. | 111.1 | 3250617153683 | 0.149 | KG
Hager | 80164773 | K.x-KNXPB.4g.8PB.KNX-TP+EASY.FPL.steel | 114.57 | 3250617153690 | 0.152 | KG
Hager | 80164774 | K.x-KNXPB.4g.8PB.KNX-TP+EASY.FPL..alu | 112.99 | 3250617153706 | 0.149 | KG
Hager | 80164776 | K.x-KNXPB.4g.8PB.KNX-TP+EASY.FPL.anth. | 112.99 | 3250617153713 | 0.149 | KG
Hager | 80164780 | S/B-KNXPB.4g.8PB.KNX-TP+EASY.FPL.w/pw | 111.42 | 3250617153720 | 0.125 | KG
Hager | 80164785 | S/B-KNXPB.4g.8PB.KNX-TP+EASY.FPL.al/anth | 112.99 | 3250617153737 | 0.122 | KG
Hager | 80440100 | KNX thermostat w. TFT display, int. BAU | 269.16 | 4011334415923 | 230 | G
Hager | 80660100 | KNX room controller w. TFT display, BAU | 378.71 | 4011334415930 | 204 | G
Hager | 80960126 | ATC deco cover Q.x anthracite velvety | 12.83 | 4011334416555 | 0.022 | KG
Hager | 80960129 | ATC deco cover Q.x pw velvety | 15.38 | 4011334416494 | 23 | G
Hager | 80960171 | ATC deco cover K.x aluminium | 21.8 | 4011334416432 | 0.023 | KG
Hager | 80960173 | ATC deco cover K.x stainless steel | 21.8 | 4011334417453 | 0.019 | KG
Hager | 80960175 | ATC deco cover K.x anthracite | 19.2 | 4011334416371 | 0.017 | KG
Hager | 80960179 | ATC deco cover K.x pw glossy | 21.8 | 4011334416074 | 24 | G
Hager | 80960180 | ATC deco cover S.x/B.x pw matt | 12.94 | 4011334415978 | 0.024 | KG
Hager | 80960182 | ATC deco cover S.x/B.x white glossy | 12.94 | 4011334415947 | 0.022 | KG
Hager | 80960183 | ATC deco cover S.x/B.x aluminium | 16.36 | 4011334416029 | 0.018 | KG
Hager | 80960185 | ATC deco cover S.x/B.x anthracite | 12.47 | 4011334415992 | 0.018 | KG
Hager | 80960189 | ATC deco cover S.x/B.x pw glossy | 12.94 | 4011334415954 | 0.025 | KG
Hager | 3313071404 | BS Socket Coverplate Aluminium Matt | 6.95 | 3250617152365 | 8 | G
Hager | 3313071606 | BS Socket Coverplate Anthracite Matt | 6.95 | 3250617152372 | 10 | G
Hager | 3313078982 | BS Socket Coverplate White Glossy | 6.95 | 3250617152426 | 10 | G
Hager | 3313079909 | BS Socket Coverplate Polar White Matt | 6.95 | 3250617152440 | 10 | G
Hager | EG003G | USB Programming docking station | 286.21 | 3250617579575 | 140 | G
Hager | EG005 | Programming key EG103x et EG203x | 30.25 | 3250612270057 | 16 | G
Hager | EG006 | Range module for 3 keys | 25.61 | 3250612270064 | 38 | G
Hager | EG007 | Programming key for EG493, EG293, EG403 | 47.41 | 3250612270071 | 14 | G
Hager | EK087 | Temperature probe for TX320 tebis | 70.65 | 3250612310876 | 0.119 | KG
Hager | TCC510S | Presence det. 360° KNX | 215.49 | 3250617579254 | 150 | G
Hager | TG008 | Connectors for twisted pair termination | 2.38 | 3250615870087 | 1.82 | G
Hager | TG018 | EIB Bus cable L=100m green | 149.42 | 3250615870186 | 5285 | G
Hager | TG019 | EIB Bus cable L=500m green | 746.82 | 3250615870193 | 27 | KG
Hager | TGA200 | Power supply 24 V DC 1A | 430.86 | 3250615979964 | 222 | G
Hager | TH210 | Router IP/KNX | 638.44 | 3250615882103 | 130 | G
Hager | TJ550 | Remote access stick for domovea | 516.97 | 3250615905505 | 20 | G
Hager | TJA470 | Domovea expert | 1726.16 | 3250618502350 | 0.35 | KG
Hager | TKK513PE | Pluggable PIR OS 3m lead KNX | 303.26 | 3250617579421 | 557.2 | G
Hager | TKK515PE | Pluggable PIR OS 5m lead KNX | 312.57 | 3250617579438 | 891.5 | G
Hager | TR131A | Media coupler, white, KNX | 443.43 | 3250615989536 | 220 | G
Hager | TR131B | Media coupler silver | 476.8 | 3250615989529 | 243 | G
Hager | TRE201 | Module 1 output 10A IP55 KNX radio | 236.11 | 3250615989345 | 343 | G
Hager | TRE202 | Module 2 outputs 10A IP55 KNX radio | 273.88 | 3250615989338 | 360 | G
Hager | TRE221 | Module 1 output sh./blind 10A IP55 KNX | 273.88 | 3250615989321 | 362 | G
Hager | TRE301 | RF external single push button | 140.5 | 3250615989277 | 105 | G
Hager | TRE302 | RF external double push button | 162.13 | 3250615989260 | 112 | G
Hager | TRE400 | Combined 1Input +1output 10A IP55 | 283.38 | 3250615989253 | 350 | G
Hager | TRM600 | CONTROL FOR LATCHING RELAY TIMER KNX RF | 98.54 | 3250615989086 | 62 | G
Hager | TRM690G | Mod. 1FM output 200W 2 wires+2inputs KNX | 108.4 | 3250615989055 | 79 | G
Hager | TRM691E | Mod. 1FM dimmer 200W 2 wires+2inputs KNX | 110.86 | 3250615989048 | 85 | G
Hager | TRM692G | Mod. 1FM output 3A f. blinds/sh.+2inputs | 96.08 | 3250615989031 | 100 | G
Hager | TRM693G | Mod.1FM output 3A 230V+2inp. mains power | 93.63 | 3250615988805 | 85 | G
Hager | TRM694G | Mod. 1output 4A FOP+2inputs mains power. | 105.93 | 3250615988812 | 89 | G
Hager | TRM702A | Binary 2inputs FM battery powered KNX RF | 61.01 | 3250615989024 | 53 | G
Hager | TU402 | 2-channel remote control | 123.61 | 3250616014022 | 98 | G
Hager | TU404 | 4-channel remote control | 158.37 | 3250616014046 | 75 | G
Hager | TU406 | 6-channel remote control | 207.49 | 3250616014060 | 130 | G
Hager | TU418 | 18-channel remote control | 278.32 | 3250616014183 | 135 | G
Hager | TX211A | Dimmer 3 outputs 1/10V | 688.4 | 3250617574037 | 245 | G
Hager | TX320 | Roomthermostat KNX | 449.4 | 3250616043206 | 139 | G
Hager | TX501 | Valve actuator KNX + 2 reserve inputs | 462.19 | 3250616045019 | 265 | G
Hager | TX502 | Valve actuator with temperature control | 462.2 | 3250616045026 | 270 | G
Hager | TXA022 | Weekly time switch EASY | 417.83 | 3250616040991 | 155 | G
Hager | TXA023 | Weekly time switch 2 channels with DCF | 471.5 | 3250616040984 | 157 | G
Hager | TXA111 | Power supply 30V DC 320 mA | 433.98 | 3250616049451 | 205 | G
Hager | TXA112 | Power supply 30V DC 640 mA | 523.25 | 3250616049444 | 245 | G
Hager | TXA114 | Power supply 1x 30V DC + 1x 24V DC | 527.88 | 3250616048997 | 278 | G
Hager | TXA304 | Input device 4 -fold 230V~ | 382.22 | 3250616049277 | 179 | G
Hager | TXA306 | Input device 6 -fold universal | 547.67 | 3250616049260 | 314 | G
Hager | TXA310 | Input device 10 -fold 230V~ | 844.85 | 3250616049253 | 287 | G
Hager | TXA604D | OUTPUT 4 -FOLD 16A C-LOAD ADAPTED / NE | 269.57 | 3250616048867 | 302 | G
Hager | TXA606B | OUTPUT 6 -FOLD 10A / NE | 255.7 | 3250616048850 | 337 | G
Hager | TXA606D | OUTPUT 6 -FOLD 16A C-LOAD ADAPTED / NE | 294.17 | 3250616048843 | 343 | G
Hager | TXA608B | OUTPUT 8 -FOLD 10A / NE | 301.01 | 3250616048836 | 479 | G
Hager | TXA608D | OUTPUT 8 -FOLD 16A C-LOAD ADAPTED / NE | 338.64 | 3250616048829 | 477 | G
Hager | TXA610B | OUTPUT 10 -FOLD 10A / NE | 372.96 | 3250616048812 | 523 | G
Hager | TXA610D | OUTPUT 10 -FOLD 16A C-LOAD ADAPTED / NE | 419.87 | 3250616048805 | 471 | G
Hager | TXA624C | OUTPUT DEVICE FOR 4 SH/BLINDS 230V~ / NE | 233.38 | 3250616048751 | 280 | G
Hager | TXA624D | OUTPUT DEVICE FOR 4 SH/BLINDS 24V / NE | 258.92 | 3250616048768 | 280 | G
Hager | TXA628C | OUTPUT DEVICE FOR 8 SH/BLINDS 230V~ / NE | 374.73 | 3250616048744 | 468 | G
Hager | TXA661A | DIMMER 1 CHANNEL 300W NE | 170.14 | 3250616048720 | 240 | G
Hager | TXA661B | DIMMER 1 CHANNEL 600W NE | 204.12 | 3250616048713 | 261 | G
Hager | TXA663A | DIMMER 3 CHANNELS 300W NE | 387.02 | 3250616048690 | 400 | G
Hager | TXA664AN | DIMMER 4 CHANNELS 300W NE PARAL | 579.97 | 3250617579872 | 497 | G
Hager | TXB302 | Flush mounted input device 2 -fold | 109.61 | 3250616049420 | 35 | G
Hager | TXB304 | Flush mounted input device 4 -fold | 162.12 | 3250616049413 | 41 | G
Hager | TXB322 | Flush mounted input+LED output 2-fold | 160.65 | 3250616049079 | 36 | G
Hager | TXB344 | Flush mounted input+LED output 4-fold | 246.01 | 3250616049055 | 35 | G
Hager | TXB601B | Output module 1x 10A /230V~, flush, KNX | 96.47 | 3250616048904 | 101 | G
Hager | TXB602F | Output module 2x 6A /230V~, flush, KNX | 107.94 | 3250616048898 | 110 | G
Hager | TXB692F | Output 2 fold , Input 2 fold, flush, KNX | 107.54 | 3250616048881 | 114 | G
Hager | TXE531 | KNX Weather station with simulation fcNE | 619.49 | 3250616046016 | 0.458 | KG
Hager | TXM616D | OUTPUT 16 -FOLD 16A C-LOAD ADAPTED / NE | 596.86 | 3250616048799 | 662 | G
Hager | TXM620D | OUTPUT 20 -FOLD 16A C-LOAD ADAPTED / NE | 637.6 | 3250616048782 | 0.745 | KG
Hager | TXM632C | OUTPUT DEVICE FOR 12SH/BLINDS 230V~ / NE | 374.61 | 3250616048737 | 556 | G
Hager | TYA604A | Output module 4x 4A /230V~, KNX | 216.45 | 3250616059863 | 316 | G
Hager | TYA604B | Output module 4x 10A /230V~, KNX | 252.58 | 3250616059856 | 301 | G
Hager | TYA604C | Output module 4x 16A /230V~, KNX | 346.27 | 3250616059849 | 302 | G
Hager | TYA604D | Output 4 -fold 16A C-Load adapted | 348.7 | 3250616059832 | 295 | G
Hager | TYA606A | Output module 6x 4A /230V~, KNX | 300.78 | 3250616059825 | 335 | G
Hager | TYA606B | Output module 6x 10A /230V~, KNX | 338.36 | 3250616059818 | 348 | G
Hager | TYA606C | Output module 6x 16A /230V~, KNX | 370.65 | 3250616059801 | 337 | G
Hager | TYA606D | Output 6 -fold 16A C-Load adapted | 382.83 | 3250616059795 | 341 | G
Hager | TYA606E | Output 6 -fold 16A current monitoring | 408.81 | 3250616059917 | 402 | G
Hager | TYA608A | Output module 8x 4A /230V~, KNX | 369.79 | 3250616059740 | 476 | G
Hager | TYA608B | Output module 8x 10A /230V~, KNX | 404.89 | 3250616059733 | 474 | G
Hager | TYA608C | Output module 8x 16A /230V~, KNX | 446.69 | 3250616059726 | 476 | G
Hager | TYA608D | Output module 8x 16A (C)/230V~, KNX | 465.47 | 3250616059719 | 455 | G
Hager | TYA610A | Output module 10x 4A /230V~, KNX | 446.69 | 3250616059788 | 494 | G
Hager | TYA610B | Output module 10x 10A /230V~, KNX | 480.77 | 3250616059771 | 470 | G
Hager | TYA610C | Output module 10x 16A /230V~, KNX | 531.78 | 3250616059764 | 470 | G
Hager | TYA610D | Output module 10x 16A (C)/230V~, KNX | 549.77 | 3250616059757 | 466 | G
Hager | TYA624A | Output device for 4 shutters 230V~ | 276.27 | 3250616059672 | 286 | G
Hager | TYA624B | Output device for 4 shutters 24V DC | 324.35 | 3250616059658 | 282 | G
Hager | TYA624C | Output device for 4 shutters/blinds230V~ | 320.2 | 3250616059665 | 286 | G
Hager | TYA624D | Output device for 4 shutters/blinds24VDC | 326.57 | 3250616059641 | 281 | G
Hager | TYA628A | Output device for 8 shutters 230V~ | 398.37 | 3250616059580 | 473 | G
Hager | TYA628C | Output device for 8 shutters/blinds230V~ | 398.37 | 3250616059573 | 472 | G
Hager | TYA661AN | Dimmer 1 channel 300W | 387.75 | 3250616059375 | 0.255 | KG
Hager | TYA661BN | Dimmer 1 channel 600W | 401 | 3250616059368 | 260 | G
Hager | TYA663AN | Dimmer 3 channels 300W | 461.58 | 3250616059351 | 405 | G
Hager | TYA664AN | DIMMER 4 CHANNELS 300W SYST PARAL | 490.13 | 3250617579889 | 520 | G
Hager | TYB601B | Output module 1x 10A /230V~, flush, KNX | 457.62 | 3250616059382 | 106 | G
Hager | TYB602F | Output module 2x 6A /230V~, flush, KNX | 325.7 | 3250616059405 | 109 | G
Hager | TYB692F | Output 2 fold , Input 2 fold, flush, KNX | 179.13 | 3250616059399 | 115 | G
Hager | TYF130 | Line coupler, KNX | 795.4 | 3250617577359 | 90 | G
Hager | ACA106U | RCBO 1M 1P 10kA B-6A 10mA A | 162.95 | 3250611018520 | 0.213 | KG
Hager | ACA110U | RCBO 1M 1P 10kA B-10A 10mA A | 162.95 | 3250611018537 | 0.215 | KG
Hager | ACA116U | RCBO 1M 1P 10kA B-16A 10mA A | 162.95 | 3250611018544 | 0.216 | KG
Hager | ACA120U | RCBO 1M 1P 10kA B-20A 10mA A | 162.95 | 3250611018551 | 0.218 | KG
Hager | ACA125U | RCBO 1M 1P 10kA B-25A 10mA A | 162.95 | 3250611018568 | 0.228 | KG
Hager | ACA132U | RCBO 1M 1P 10kA B-32A 10mA A | 162.95 | 3250611018575 | 0.228 | KG
Hager | ACA140U | RCBO 1M 1P 10kA B-40A 10mA A | 162.95 | 3250611018582 | 0.228 | KG
Hager | ACA156U | RCBO 1M 1P 10kA C-6A 10mA A | 162.95 | 3250611018605 | 0.214 | KG
Hager | ACA160U | RCBO 1M 1P 10kA C-10A 10mA A | 162.95 | 3250611018612 | 0.212 | KG
Hager | ACA166U | RCBO 1M 1P 10kA C-16A 10mA A | 162.95 | 3250611018629 | 0.216 | KG
Hager | ACA170U | RCBO 1M 1P 10kA C-20A 10mA A | 162.95 | 3250611018636 | 0.218 | KG
Hager | ACA175U | RCBO 1M 1P 10kA C-25A 10mA A | 162.95 | 3250611018643 | 0.225 | KG
Hager | ACA182U | RCBO 1M 1P 10kA C-32A 10mA A | 162.95 | 3250611018650 | 0.229 | KG
Hager | ACA190U | RCBO 1M 1P 10kA C-40A 10mA A | 162.95 | 3250611018667 | 0.228 | KG
Hager | ACA195U | RCBO 1M 1P 10kA C-45A 10mA A | 162.95 | 3250611018674 | 0.238 | KG
Hager | ADA906U | RCBO 1P+N 6kA B-6A 30mA A | 170.46 | 3250611011675 | 267 | G
Hager | ADA910U | RCBO 1P+N 6kA B-10A 30mA A | 170.46 | 3250611011682 | 269 | G
Hager | ADA916U | RCBO 1P+N 6kA B-16A 30mA A | 170.46 | 3250611011705 | 270 | G
Hager | ADA920U | RCBO 1P+N 6kA B-20A 30mA A | 170.46 | 3250611011712 | 274 | G
Hager | ADA925U | RCBO 1P+N 6kA B-25A 30mA A | 170.46 | 3250611011729 | 270 | G
Hager | ADA932U | RCBO 1P+N 6kA.B-32A 30mA A | 170.46 | 3250611011736 | 281 | G
Hager | ADA940U | RCBO 1P+N 6kA B-40A 30mA A | 170.46 | 3250611011743 | 281 | G
Hager | ADA956U | RCBO 1P+N 6kA C-6A 30mA A | 170.46 | 3250611011750 | 267 | G
Hager | ADA960U | RCBO 1P+N 6kA C-10A 30mA A | 170.46 | 3250611011767 | 268 | G
Hager | ADA966U | RCBO 1P+N 6kA C-16A 30mA A | 170.46 | 3250611011781 | 271 | G
Hager | ADA970U | RCBO 1P+N 6kA C-20A 30mA A | 170.46 | 3250611011798 | 272 | G
Hager | ADA975U | RCBO 1P+N 6kA C-25A 30mA A | 170.46 | 3250611011804 | 270 | G
Hager | ADA982U | RCBO 1P+N 6kA C-32A 30mA A | 170.46 | 3250611011811 | 280 | G
Hager | ADA990U | RCBO 1P+N 6kA C-40A 30mA A | 170.46 | 3250611011828 | 288 | G
Hager | ADC825F | RCBO 1P+N 4.5kA C-25A 30mA AC | 172.13 | 3250611062776 | 219 | G
Hager | ARC506U | MCB with arc detect. 1P+N 10kA B-6A 2M | 186.47 | 3250611311737 | 220 | G
Hager | ARC510U | MCB with arc detect. 1P+N 10kA B-10A 2M | 186.47 | 3250611311744 | 223 | G
Hager | ARC513U | MCB with arc detect. 1P+N 10kA B-13A 2M | 186.47 | 3250611311751 | 260 | G
Hager | ARC516U | MCB with arc detect. 1P+N 10kA B-16A 2M | 186.47 | 3250611311768 | 220 | G
Hager | ARC520U | MCB with arc detect. 1P+N 10kA B-20A 2M | 186.47 | 3250611311775 | 226 | G
Hager | ARC525U | MCB with arc detect. 1P+N 10kA B-25A 2M | 186.47 | 3250611311782 | 254 | G
Hager | ARC532U | MCB with arc detect. 1P+N 10kA B-32A 2M | 186.47 | 3250611311799 | 230 | G
Hager | ARC556U | MCB with arc detect. 1P+N 10kA C-6A 2M | 186.47 | 3250611311812 | 225 | G
Hager | ARC560U | MCB with arc detect. 1P+N 10kA C-10A 2M | 186.47 | 3250611311829 | 258 | G
Hager | ARC563U | MCB with arc detect. 1P+N 10kA C-13A 2M | 186.47 | 3250611311836 | 261 | G
Hager | ARC566U | MCB with arc detect. 1P+N 10kA C-16A 2M | 186.47 | 3250611311843 | 220 | G
Hager | ARC570U | MCB with arc detect. 1P+N 10kA C-20A 2M | 186.47 | 3250611311850 | 226 | G
Hager | ARC575U | MCB with arc detect. 1P+N 10kA C-25A 2M | 186.47 | 3250611311867 | 264 | G
Hager | ARC582U | MCB with arc detect. 1P+N 10kA C-32A 2M | 186.47 | 3250611311874 | 225 | G
Hager | BD163T | Add-on-block 3P 63A 30mA A 1mod EL | 435.81 | 3250611344872 | 0.276 | KG
Hager | BD264 | Add-on block 2P 63A 30mA AC | 138.13 | 3250611342649 | 237 | G
Hager | BD464 | Add-on block 4P 63A 30mA AC | 187.3 | 3250611344643 | 334 | G
Hager | BDC280E | Add-on-block 2P 125A 30mA AC | 350.06 | 3250611340003 | 678 | G
Hager | BDC380E | Add-on-block 3P 125A 30mA AC | 377.37 | 3250611340010 | 807 | G
Hager | BDC480E | Add-on-block 4P 125A 30mA AC | 426.8 | 3250611340027 | 924 | G
Hager | BE163T | Add-on-block 3P 63A 100mA A 1mod EL | 477.29 | 3250611344889 | 0.273 | KG
Hager | BE264 | Add-on block 2P 63A 100mA AC | 174.88 | 3250611352648 | 185 | G
Hager | BE464 | Add-on block 4P 63A 100mA AC | 187.3 | 3250611354642 | 304 | G
Hager | BF163T | Add-on-block 3P 63A 300mA A 1mod EL | 539.57 | 3250611344896 | 0.268 | KG
Hager | BF264 | Add-on block 2P 63A 300mA AC | 152.01 | 3250611362647 | 185 | G
Hager | BF464 | Add-on block 4P 63A 300mA AC | 183.17 | 3250611364641 | 300 | G
Hager | BFC480E | Add-on-block 4P 125A 300mA AC | 350.06 | 3250611360001 | 870 | G
Hager | BN264 | Add-on block 2P 63A 100mA AC S | 183.59 | 3250611442646 | 190 | G
Hager | BN464 | Add-on block 4P 63A 100mA AC S | 196.73 | 3250611444640 | 201.77 | G
Hager | BP264 | Add-on block 2P 63A 300mA AC S | 159.41 | 3250611462644 | 199 | G
Hager | BP464 | Add-on block 4P 63A 300mA AC S | 192.6 | 3250611464648 | 330 | G
Hager | BTC280E | Add-on-block 2P 125A Adjustable AC | 313.91 | 3250611500032 | 645 | G
Hager | BTC380E | Add-on-block 3P 125A Adjustable AC | 309.2 | 3250611500049 | 756 | G
Hager | BTC480E | Add-on-block 4P 125A Adjustable AC | 412.64 | 3250611500056 | 885 | G
Hager | CDA425U | RCCB 4P 25A 30mA A | 231.76 | 3250611614920 | 337 | G
Hager | CDA440U | RCCB 4P 40A 30mA A | 259.92 | 3250611614937 | 334 | G
Hager | CDA463U | RCCB 4P 63A 30mA A | 309.02 | 3250611614944 | 387 | G
Hager | CDB525E | RCCB 1P+N 25A 30mA B | 545.75 | 3250611627777 | 350 | G
Hager | CDB540E | RCCB 1P+N 40A 30mA B | 545.75 | 3250611627791 | 360 | G
Hager | CDB640E | RCCB 3P+N 40A 30mA B | 769.14 | 3250611627852 | 420 | G
Hager | CDB663E | RCCB 3P+N 63A 30mA B | 769.14 | 3250611627869 | 425 | G
Hager | CDC690 | RCCB 3P+N 125A 30mA AC | 485.69 | 3250611624394 | 396 | G
Hager | CE440J | RCCB 4P 40A 100mA A | 252.81 | 3250611616191 | 333 | G
Hager | CE463J | RCCB 4P 63A 100mA A | 267.68 | 3250611616207 | 334 | G
Hager | CEA225U | RCCB 2P 25A 100mA A | 145.14 | 3250611614500 | 201 | G
Hager | CEA240U | RCCB 2P 40A 100mA A | 149.9 | 3250611614517 | 200 | G
Hager | CEA263U | RCCB 2P 63A 100mA A | 157.04 | 3250611614548 | 199 | G
Hager | CF425J | RCCB 4P 25A 300mA A | 237.93 | 3250611616245 | 337 | G
Hager | CF440J | RCCB 4P 40A 300mA A | 252.81 | 3250611616252 | 328 | G
Hager | CF463J | RCCB 4P 63A 300mA A | 267.68 | 3250611616269 | 332 | G
Hager | CFA225U | RCCB 2P 25A 300mA A | 162.99 | 3250611614562 | 220 | G
Hager | CFA240U | RCCB 2P 40A 300mA A | 166.56 | 3250611614579 | 196 | G
Hager | CFA263U | RCCB 2P 63A 300mA A | 168.93 | 3250611614678 | 195 | G
Hager | CZ001 | Contact for RCCB 2(1C+1O) 6A 240V AC | 43.4 | 3250611860013 | 100 | G
Hager | CZ007 | Sealable terminal covers RCCB 80/100A 2M | 6.6 | 3250611860075 | 2.6 | G
Hager | CZ008 | Sealable terminal covers RCCB 80/100A 4M | 8.33 | 3250611860082 | 5.5 | G
Hager | CZN005 | Sealable terminal covers RCCB 25/63A 2M | 11.48 | 3250611611561 | 2.3 | G
Hager | CZN006 | Sealable terminal covers RCCB 25/63A 4M | 7.17 | 3250611611578 | 5 | G
Hager | EC100 | Hours counter | 105.76 | 3250612231003 | 99 | G
Hager | EC12100CT | CT BGUK 3P 100A/330mV Cl.1 pitch 25mm | 65.74 | 3250617121019 | 0.56 | KG
Hager | EC12125CT | CT BGUK 3P 125A/330mV Cl.1 pitch 25mm | 65.74 | 3250617121026 | 0.56 | KG
Hager | EC12160CT | CT BGUK 3P 160A/330mV Cl.1 pitch 25mm | 65.74 | 3250617121040 | 0.56 | KG
Hager | EC1260CT | CT BGUK 3P 60A/330mV Cl.1 pitch 25mm | 65.74 | 3250617121002 | 0.56 | KG
Hager | EC25100CT | CT BGUK 3P 100A/330mV Cl.1 pitch 35mm | 65.74 | 3250617121064 | 0.542 | KG
Hager | EC25125CT | CT BGUK 3P 125A/330mV Cl.1 pitch 35mm | 65.74 | 3250617121071 | 0.542 | KG
Hager | EC25160CT | CT BGUK 3P 160A/330mV Cl.1 pitch 35mm | 65.74 | 3250617121095 | 0.542 | KG
Hager | EC25200CT | CT BGUK 3P 200A/330mV Cl.1 pitch 35mm | 65.74 | 3250617121101 | 0.542 | KG
Hager | EC25250CT | CT BGUK 3P 250A/330mV Cl.1 pitch 35mm | 65.74 | 3250617121118 | 0.542 | KG
Hager | EC2560CT | CT BGUK 3P 60A/330mV Cl.1 pitch 35mm | 65.74 | 3250617121057 | 0.542 | KG
Hager | EC40250CT | CT BGUK 3P 250A/330mV Cl.1 pitch 45mm | 76.54 | 3250617121125 | 0.562 | KG
Hager | EC40400CT | CT BGUK 3P 400A/330mV Cl.1 pitch 45mm | 76.54 | 3250617121149 | 0.562 | KG
Hager | EC40600CT | CT BGUK 3P 600A/330mV Cl.1 pitch 45mm | 76.54 | 3250617121163 | 0.562 | KG
Hager | EC40630CT | CT BGUK 3P 630A/330mV Cl.1 pitch 45mm | 76.54 | 3250617121170 | 0.562 | KG
Hager | EC801250CT | CT BGUK 3P 1250A/330mV Cl.1 pitch 70mm | 119.28 | 3250617121262 | 0.89 | KG
Hager | EC801600CT | CT BGUK 3P 1600A/330mV Cl.1 pitch 70mm | 119.28 | 3250617121293 | 0.89 | KG
Hager | EC80800CT | CT BGUK 3P 800A/330mV Cl.1 pitch 70mm | 119.28 | 3250617121231 | 0.89 | KG
Hager | ECM01 | Multifunction meter 96x96 RS485 | 318.05 | 3250617121286 | 0.305 | KG
Hager | ECM140D | 1Ph kWhmeter direct 40A 1M MBUS MID | 150.59 | 3250612231294 | 160 | G
Hager | ECM180D | 1Ph kWhmeter direct 80A 2M MBUS MID | 170.34 | 3250612231317 | 250 | G
Hager | ECM180T | 1Ph kWhmeter direct 3x80A 4M MBUS | 336.13 | 3250612230365 | 440 | G
Hager | ECM310D | 3Ph kWhmeter direct 125A 6M MBUS MID | 416.39 | 3250612231331 | 584 | G
Hager | ECM380D | 3Ph kWhmeter direct 80A 4M MBUS MID | 334.24 | 3250612231348 | 410 | G
Hager | ECN140D | 1Ph kWhmeter direct 40A 1M | 118.97 | 3250612231355 | 115 | G
Hager | ECP140D | 1Ph kWhmeter direct 40A 1M S0 MID | 143.42 | 3250612231362 | 128 | G
Hager | ECP180D | 1Ph kWhmeter direct 80A 2M S0 MID | 178.85 | 3250612231386 | 235 | G
Hager | ECP180T | 1Ph kWhmeter direct 3x80A 4M S0 | 313.72 | 3250612230402 | 412 | G
Hager | ECP300C | 3Ph kWhmeter via CT 1-5A 4M S0 MID | 404.22 | 3250612231393 | 290 | G
Hager | ECP310D | 3Ph kWhmeter direct 125A 6M S0 MID | 380.69 | 3250612231409 | 725 | G
Hager | ECP380D | 3Ph kWhmeter direct 80A 4M S0 MID | 322.91 | 3250612231416 | 410 | G
Hager | ECR140D | 1Ph kWhmeter direct 40A 1M MODBUS MID | 150.59 | 3250612231423 | 128 | G
Hager | ECR180D | 1Ph kWhmeter direct 80A 2M MODBUS MID | 178.82 | 3250612231447 | 313 | G
Hager | ECR180T | 1Ph kWhmeter direct 3x80A 4M MODBUS | 352.94 | 3250612230440 | 440 | G
Hager | ECR300C | 3Ph kWhmeter via CT 1-5A 4M MODBUS MID | 384.96 | 3250612231454 | 295 | G
Hager | ECR310D | 3Ph kWhmeter direct 125A 6M MODBUS MID | 416.39 | 3250612231461 | 735 | G
Hager | ECR380D | 3Ph kWhmeter direct 80A 4M MODBUS MID | 334.24 | 3250612231478 | 415 | G
Hager | EE180 | Astronomical Timeswitch 1C | 307.4 | 3250612251803 | 205 | G
Hager | EE181 | Astronomical Timeswitch 2C | 397.57 | 3250612251810 | 263 | G
Hager | EE600 | LED Floodlight with PIR 220/360 - White | 318.41 | 3250617579353 | 2.517 | KG
Hager | EE806 | Remote control for motion det. EE86/87 | 47.25 | 3250612258062 | 101 | G
Hager | EE810 | Presence detector 360° 1 channel | 190.77 | 3250612258109 | 260 | G
Hager | EE811 | Presence detector 360° 2 channel | 225.89 | 3250612258116 | 258 | G
Hager | EE813 | Surface mounting box for EE810/EE811 | 9.6 | 3250612258130 | 50 | G
Hager | EE825 | Corner Bracket fr Motion Det EE820 White | 8.34 | 3250612258253 | 49 | G
Hager | EE827 | Ceiling Mount for Motion det EE820 white | 8.75 | 3250612258277 | 67 | G
Hager | EE855 | Corner Mount for Sensor EE84/6/7 White | 8.75 | 3250612258550 | 48 | G
Hager | EE856 | Corner Mount for Sensor EE841/61/71 Anth | 8.75 | 3250612258567 | 50 | G
Hager | EE860 | IP55 Motion Detector Comfort 220° White | 97.05 | 3250612258604 | 415 | G
Hager | EE861 | IP55 Motion Detector Comfort 220° Anth. | 100.07 | 3250612258642 | 410 | G
Hager | EE870 | IP55 Motion Det. Comfort 220/360° White | 103.11 | 3250612258703 | 430 | G
Hager | EE871 | IP55 Motion Det. Comfort 220/360° Anth. | 106.17 | 3250612258710 | 417 | G
Hager | EE880 | IR corridor motion detector | 189.22 | 3250617579810 | 315 | G
Hager | EE883 | Circulation sensor HF | 165.66 | 3250617579469 | 0.328 | KG
Hager | EE960 | Emergency light | 105.35 | 3250612259601 | 181 | G
Hager | EEK006 | Sensor Protection Basket | 61.42 | 3250617579476 | 253 | G
Hager | EEN100 | Twilight switch 1channel, 1M | 339.41 | 3250617579308 | 225 | G
Hager | EG010 | Daily time swicth 1 channel | 166.51 | 3250612270101 | 113 | G
Hager | EG103E | Weekly time switch 1 channel, digit.,EVO | 245.77 | 3250612279968 | 200 | G
Hager | EG103V | Weekly time switch 1 channel, 12/24V, 2M | 234.06 | 3250612279937 | 219 | G
Hager | EG203E | Time switch weekly 2 channels EVOLUTION | 318.33 | 3250612279920 | 224 | G
Hager | EG293B | Yearly time switch 2 channels | 736.96 | 3250612279821 | 340 | G
Hager | EG493E | Yearly time switch 4 channels 4M | 909.88 | 3250612279838 | 385 | G
Hager | EGN003 | Programming BLE key | 54.66 | 3250618502442 | 18 | G
Hager | EGN100 | Multi-funct. Time switch 1 channel Blue | 139.95 | 3250617579902 | 141 | G
Hager | EGN103 | 1 channel dig time switch weekly cycle | 98.39 | 3250618502435 | 195 | G
Hager | EGN200 | Multi-funct. Time switch 2 channels Blue | 180.38 | 3250617579919 | 200 | G
Hager | EGN400 | Multi-funct. Time switch 4 channels Blue | 330.44 | 3250617579926 | 305 | G
Hager | EH110 | Time switch daily cycle | 152.56 | 3250612281107 | 182 | G
Hager | EH171 | Weekly time switch with reserve | 232.09 | 3250612281718 | 185 | G
Hager | EK081 | Fixed ambient probe 10 Ohm | 64.07 | 3250612310814 | 101 | G
Hager | EK082 | Adjustable ambient probe | 99.43 | 3250612310821 | 0.087 | KG
Hager | EK083 | Universal probe | 117.96 | 3250612310838 | 115 | G
Hager | EK186 | Multi-range thermostat | 382.23 | 3250612311866 | 295 | G
Hager | EK187 | Multi-order thermostat | 360.84 | 3250612311873 | 246 | G
Hager | EMN001 | Stair case time lag switch | 83.37 | 3250612339969 | 77.5 | G
Hager | EMN005 | Multifunction stair case time lag switch | 109.88 | 3250612339952 | 89 | G
Hager | EN145 | Interface relay VLV/ LV | 90.91 | 3250612341450 | 65 | G
Hager | EN146 | Interface relay LV / VLV | 87.37 | 3250612341467 | 80 | G
Hager | EPN051 | Auxiliary contact 1NC+1NO | 36 | 3250612360550 | 60 | G
Hager | EPN510 | Latching relay 1NO 230V | 45.54 | 3250612369614 | 128.167 | G
Hager | EPN513 | Latching relay 1NO 24V | 60.89 | 3250612369584 | 128 | G
Hager | EPN515 | Latching relay 1NC+1NO 230V | 58.28 | 3250612369577 | 135 | G
Hager | EPN518 | Latching relay 1NC+1NO 24V | 66.8 | 3250612369553 | 137 | G
Hager | EPN519 | Latching relay 1NC+1NO 12V | 68.15 | 3250612369546 | 140 | G
Hager | EPN520 | Latching relay 2NO 230V | 56.78 | 3250612369539 | 164 | G
Hager | EPN521 | Latching relay 2NO 12V | 67.26 | 3250612369522 | 135 | G
Hager | EPN524 | Latching relay 2NO 24V | 64.21 | 3250612369492 | 135 | G
Hager | EPN525 | Latching relay 2NC+2NO 230V | 115.52 | 3250612369485 | 275 | G
Hager | EPN528 | Latching relay 2NC+2NO 24V | 132.83 | 3250612369461 | 0.274 | KG
Hager | EPN540 | Latching relay 4NO 230V | 93.35 | 3250612369454 | 275 | G
Hager | EPN541 | Latching relay 4NO 24V | 119 | 3250612369447 | 271 | G
Hager | ERC218 | Relay 16A, 1NO+1NC, 230V | 56.01 | 3250612400492 | 119.25 | G
Hager | ERC225 | Override Contactor 25A, 2NO, 230V | 59.97 | 3250612400676 | 117.917 | G
Hager | ERC325 | Override Contactor 25A, 3NO, 230V | 105.12 | 3250612400867 | 201.333 | G
Hager | ERC418 | Relay 16A, 2NO+2NC, 230V | 117.5 | 3250612400829 | 208.167 | G
Hager | ERD216 | Relay 16A, 2NO, 24V | 60.12 | 3250612400461 | 118.5 | G
Hager | ERD218 | Relay 16A, 1NO+1NC, 24V | 60.12 | 3250612400508 | 118 | G
Hager | ERD225 | Override Contactor 25A, 2NO, 24V | 64.52 | 3250612400591 | 0.118 | KG
Hager | ERD418 | Relay 16A, 2NO+2NC, 24V | 128.88 | 3250612400805 | 0.209 | KG
Hager | ERL218 | Relay 16A, 1NO+1NC, 12V | 60.57 | 3250612400515 | 120.833 | G
Hager | ERL418 | Relay 16A, 2NO+2NC, 12V | 128.88 | 3250612400812 | 210.333 | G
Hager | ESC001 | Sealing cover for 1M contactor | 15.03 | 3250612401901 | 6 | G
Hager | ESC002 | Sealing cover for 2M contactor | 30.67 | 3250612401918 | 9.3 | G
Hager | ESC003 | Sealing cover for 3M contactor | 33.86 | 3250612401925 | 10.5 | G
Hager | ESC080 | Auxiliary contact 6A, 1NO+1NC | 34.48 | 3250612401895 | 45 | G
Hager | ESC125 | Contactor 25A, 1NO, 230V | 55.4 | 3250612400553 | 110.833 | G
Hager | ESC226 | Contactor 25A, 2NC, 230V | 60.27 | 3250612400713 | 118.583 | G
Hager | ESC227 | Contactor 25A, 1NO+1NC, 230V | 69.3 | 3250612400621 | 118.667 | G
Hager | ESC325 | Contactor 25A, 3NO, 230V | 100.34 | 3250612400850 | 200 | G
Hager | ESC325S | Humfree Contactor 25A, 3NO, 230V | 100.05 | 3250612400102 | 201.167 | G
Hager | ESC340 | Contactor 40A, 3NO, 230V | 138.75 | 3250612401253 | 333.5 | G
Hager | ESC340S | Humfree Contactor 40A, 3NO, 230V | 138.44 | 3250612400393 | 340.75 | G
Hager | ESC425S | Humfree Contactor 25A, 4NO, 230V | 126.9 | 3250612400133 | 208 | G
Hager | ESC426 | Contactor 25A, 4NC, 230V | 127.36 | 3250612400935 | 211 | G
Hager | ESC426S | Humfree Contactor 25A, 4NC, 230V | 126.32 | 3250612400188 | 220 | G
Hager | ESC427 | Contactor 25A, 2NO+2NC, 230V | 61.6 | 3250612400973 | 207.5 | G
Hager | ESC428S | Humfree Contactor 25A, 3NO+1NC, 230V | 133.27 | 3250612400225 | 208.5 | G
Hager | ESC440S | Humfree Contactor 40A, 4NO, 230V | 210.85 | 3250612400409 | 378 | G
Hager | ESC441 | Contactor 40A, 4NC, 230V | 272.47 | 3250612401369 | 352.5 | G
Hager | ESC442 | Contactor 40A, 2NO+2NC, 230V | 139.36 | 3250612401222 | 0.352 | KG
Hager | ESC443 | Contactor 40A, 3NO+1NC, 230V | 206.75 | 3250612401260 | 351 | G
Hager | ESC463S | Humfree Contactor 63A, 4NO, 230V | 251.7 | 3250612400430 | 375 | G
Hager | ESC464 | Contactor 63A, 4NC, 230V | 352.02 | 3250612401376 | 348.5 | G
Hager | ESC465 | Contactor 63A, 2NO+2NC, 230V | 238.94 | 3250612401352 | 346.75 | G
Hager | ESC466 | Contactor 63A, 3NO+1NC, 230V | 239.08 | 3250612401277 | 0.348 | KG
Hager | ESD225 | Contactor 25A, 2NO, 24V | 61.19 | 3250612400584 | 117.083 | G
Hager | ESD227 | Contactor 25A, 1NO+1NC, 24V | 73.47 | 3250612400737 | 0.118 | KG
Hager | ESD240 | Contactor 40A, 2NO, 24VAC | 146.04 | 3250612401079 | 321 | G
Hager | ESD263 | Contactor 63A, 2NO, 24VAC | 225.6 | 3250612401130 | 0.313 | KG
Hager | ESD425 | Contactor 25A, 4NO, 24V | 127.36 | 3250612400898 | 205.5 | G
Hager | ETC225 | Night & Day Contactor 25A, 2NO, 230V | 67.09 | 3250612400768 | 121.333 | G
Hager | ETC225S | Humfree N&D Contactor 25A, 2NO, 230V | 67.09 | 3250612400041 | 116.417 | G
Hager | ETC325 | Night & Day Contactor 25A, 3NO, 230V | 170.01 | 3250612401031 | 200.833 | G
Hager | ETC340 | Night & Day Contactor 40A, 3NO, 230V | 184.74 | 3250612401406 | 330 | G
Hager | ETC425 | Night & Day Contactor 25A, 4NO, 230V | 182 | 3250612401048 | 213.167 | G
Hager | ETC440 | Night & Day Contactor 40A, 4NO, 230V | 215.7 | 3250612401413 | 353.25 | G
Hager | EVN002 | LED/CFL Din-rail dimmer 500W | 215 | 3250617573931 | 150 | G
Hager | EVN004 | LED/CFL Enhanced Din-rail dimmer 500W | 261.9 | 3250617573979 | 165 | G
Hager | EVN012 | LED/CFL Enhanced Din-rail dimmer 300W | 128.99 | 3250617573924 | 110 | G
Hager | EZN001 | Delay on Timer | 89.89 | 3250612469994 | 112 | G
Hager | EZN002 | Delay off Timer | 123.56 | 3250612469987 | 89 | G
Hager | EZN003 | Adjustable time on timer | 113.43 | 3250612469970 | 77 | G
Hager | EZN004 | Timer | 143.09 | 3250612469963 | 115 | G
Hager | EZN005 | Symmetrical Flasher | 133.18 | 3250612469956 | 0.087 | KG
Hager | EZN006 | Multifunction timer | 178.35 | 3250612469949 | 115 | G
Hager | FL101A | Steel encl., Orion.Plus, 250x200x160 mm | 111.04 | 3250610674000 | 3.931 | KG
Hager | FL102A | Steel encl., Orion.Plus, 300x250x160 mm | 113.26 | 3250610670439 | 5032 | G
Hager | FL103A | Steel encl., Orion.Plus, 300x300x160 mm | 130.3 | 3250610674017 | 5.612 | KG
Hager | FL104A | Steel encl., Orion.Plus, 350x300x160 mm | 135.92 | 3250610670446 | 6.16 | KG
Hager | FL105A | Steel encl., Orion.Plus, 350x300x200 mm | 125.54 | 3250610670453 | 6.967 | KG
Hager | FL106A | Steel encl., Orion.Plus, 400x300x160 mm | 135.96 | 3250610674024 | 6.765 | KG
Hager | FL107A | Steel encl., Orion.Plus, 400x300x200 mm | 152.96 | 3250610674031 | 7.442 | KG
Hager | FL108A | Steel encl., Orion.Plus, 400x400x200 mm | 158.62 | 3250610670460 | 9 | KG
Hager | FL109A | Steel encl., Orion.Plus, 500x300x160 mm | 152.96 | 3250610670477 | 7.9 | KG
Hager | FL110A | Steel encl., Orion.Plus, 500x300x200 mm | 145.14 | 3250610674048 | 8.732 | KG
Hager | FL111A | Steel encl., Orion.Plus, 500x400x160 mm | 154.09 | 3250610674055 | 9.6 | KG
Hager | FL112A | Steel encl., Orion.Plus, 500x400x200 mm | 162.52 | 3250610670484 | 10360 | G
Hager | FL113A | Steel encl., Orion.Plus, 500x500x200 mm | 186.95 | 3250610670491 | 12.5 | KG
Hager | FL114A | Steel encl., Orion.Plus, 600x400x200 mm | 175.62 | 3250610674062 | 11.887 | KG
Hager | FL115A | Steel encl., Orion.Plus, 600x400x250 mm | 198.28 | 3250610674079 | 0.013 | KG
Hager | FL116A | Steel encl., Orion.Plus, 600x600x250 mm | 224.34 | 3250610670507 | 17.5 | KG
Hager | FL117A | Steel encl., Orion.Plus, 650x400x200 mm | 190.88 | 3250610670514 | 12.7 | KG
Hager | FL118A | Steel encl., Orion.Plus, 650x400x250 mm | 213.54 | 3250610674086 | 13930 | G
Hager | FL119A | Steel encl., Orion.Plus, 650x500x200 mm | 217.54 | 3250610674093 | 14.436 | KG
Hager | FL120A | Steel encl., Orion.Plus, 650x500x200 mm | 227.84 | 3250610670521 | 16.273 | KG
Hager | FL121A | Steel encl., Orion.Plus, 800x500x200 mm | 237.93 | 3250610670538 | 17.26 | KG
Hager | FL122A | Steel encl., Orion.Plus, 800x500x250 mm | 224.34 | 3250610674109 | 18.82 | KG
Hager | FL123A | Steel encl., Orion.Plus, 800x600x250 mm | 237.93 | 3250610674116 | 19 | KG
Hager | FL124A | Steel encl., Orion.Plus, 800x600x300 mm | 322.43 | 3250610670545 | 22.969 | KG
Hager | FL125A | Steel encl., Orion.Plus, 950x600x250 mm | 260.59 | 3250610670552 | 35 | KG
Hager | FL126A | Steel encl., Orion.Plus, 950x600x300 mm | 291.5 | 3250610674123 | 29 | KG
Hager | FL127A | Steel encl., Orion.Plus, 950x800x250 mm | 317.24 | 3250610674130 | 33.5 | KG
Hager | FL128A | Steel encl., Orion.Plus, 950x800x350 mm | 319 | 3250610670569 | 33.5 | KG
Hager | FL129A | Steel encl., Orion.Plus, 1250x600x250 mm | 317.24 | 3250610670576 | 33.05 | KG
Hager | FL130A | Steel encl., Orion.Plus, 1250x800x350 mm | 317.24 | 3250610674147 | 40100 | G
Hager | FL153A | Steel encl., Orion.Plus, 300x300x160 mm | 211.92 | 3250610674161 | 5.66 | KG
Hager | FL154A | Steel encl., Orion.Plus, 350x300x160 mm | 220.84 | 3250610670651 | 6.44 | KG
Hager | FL155A | Steel encl., Orion.Plus, 350x300x200 mm | 220.84 | 3250610670668 | 7 | KG
Hager | FL160A | Steel encl., Orion.Plus, 500x300x200 mm | 236.04 | 3250610674192 | 8.76 | KG
Hager | FL162A | Steel encl., Orion.Plus, 500x400x100 mm | 255.61 | 3250610670699 | 10.3 | KG
Hager | FL167A | Steel encl., Orion.Plus, 650x400x200 mm | 264.38 | 3250610670729 | 12.7 | KG
Hager | FL168A | Steel encl., Orion.Plus, 650x400x250 mm | 281.33 | 3250610674239 | 14 | KG
Hager | FL170A | Steel encl., Orion.Plus, 650x500x250 mm | 316.71 | 3250610670736 | 16.4 | KG
Hager | FL174A | Steel encl., Orion.Plus, 800x600x300 mm | 516.76 | 3250610670750 | 23 | KG
Hager | FL176A | Steel encl., Orion.Plus, 950x600x300 mm | 582.11 | 3250610674277 | 25.5 | KG
Hager | FL178A | Steel encl., Orion.Plus, 950x800x300 mm | 759.39 | 3250610670774 | 32 | KG
Hager | FL204B | Poly. enc. Orion+ pl. d. 350x300x160 mm | 211.77 | 3250610670859 | 3540 | G
Hager | FL209B | Poly. enc. Orion+ pl. d. 500x300x200 mm | 251.95 | 3250610670866 | 4.67 | KG
Hager | FL213B | Poly. enc. Orion+ pl. d. 500x400x200 mm | 280.9 | 3250610670873 | 6040 | G
Hager | FL216B | Poly. enc. Orion+ pl. d. 650x400x200 mm | 330.3 | 3250610670880 | 7170 | G
Hager | FL221B | Poly. enc. Orion+ pl. d. 650x500x250 mm | 444.88 | 3250610670897 | 9.32 | KG
Hager | FL229B | Poly. enc. Orion+ pl. d. 800x600x300 mm | 595.7 | 3250610670903 | 15.3 | KG
Hager | FL254B | Poly. enc. Orion+ gl. d. 350x300x160 mm | 253.57 | 3250610670910 | 3.6 | KG
Hager | FL259B | Poly. enc. Orion+ gl. d. 500x300x200 mm | 294.2 | 3250610670927 | 5.2 | KG
Hager | FL263B | Poly. enc. Orion+ gl. d. 500x400x200 mm | 393.88 | 3250610670934 | 6.5 | KG
Hager | FL266B | Poly. enc. Orion+ gl. d. 650x400x200 mm | 481.41 | 3250610670941 | 7.085 | KG
Hager | FL271B | Poly. enc. Orion+ gl. d. 650x500x250 mm | 534.02 | 3250610670958 | 9.9 | KG
Hager | FL279B | Poly. enc. Orion+ gl. d. 800x600x300 mm | 651.96 | 3250610670965 | 17 | KG
Hager | FL327B | Poly. floor encl. Orion+ 1200x850x300 mm | 967.2 | 3250610672495 | 35000 | G
Hager | FL364A | Kit system MCB, Orion.Plus, 150x600 mm | 40.79 | 3250610671214 | 0.235 | KG
Hager | FL365A | MCB kit, Orion.Plus, 150x800 mm | 40.79 | 3250610671221 | 0.97 | KG
Hager | FL401A | Ste. mount. plate Orion.Plus 230x143 mm | 15.88 | 3250610674505 | 0.62 | KG
Hager | FL402A | Ste. mount. plate Orion.Plus 280x193 mm | 12.43 | 3250610671375 | 0.94 | KG
Hager | FL403A | Ste. mount. plate Orion.Plus 280x243 mm | 12.07 | 3250610671382 | 1.222 | KG
Hager | FL404A | Ste. mount. plate Orion.Plus 330x243 mm | 16.35 | 3250610671399 | 1430 | G
Hager | FL405A | Ste. mount. plate Orion.Plus 380x243 mm | 13.75 | 3250610671405 | 1.64 | KG
Hager | FL406A | Ste. mount. plate Orion.Plus 380x343 mm | 18.13 | 3250610671412 | 2.26 | KG
Hager | FL407A | Ste. mount. plate Orion.Plus 480x243 mm | 26.16 | 3250610671429 | 2046 | G
Hager | FL408A | Ste. mount. plate Orion.Plus 480x343 mm | 29.52 | 3250610671436 | 2880 | G
Hager | FL409A | Ste. mount. plate Orion.Plus 480x443 mm | 35.13 | 3250610671443 | 3.8 | KG
Hager | FL410A | Ste. mount. plate Orion.Plus 580x343 mm | 30.25 | 3250610671450 | 3480 | G
Hager | FL411A | Ste. mount. plate Orion.Plus 580x543 mm | 39.66 | 3250610671467 | 5.54 | KG
Hager | FL412A | Ste. mount. plate Orion.Plus 630x343 mm | 36.55 | 3250610671474 | 3883 | G
Hager | FL413A | Ste. mount. plate Orion.Plus 630x443 mm | 47.22 | 3250610671481 | 4.84 | KG
Hager | FL414A | Ste. mount. plate Orion.Plus 780x443mm | 94.04 | 3250610674512 | 6.2 | KG
Hager | FL415A | Ste. mount. plate Orion.Plus 780x443 mm | 71.5 | 3250610674529 | 7430 | G
Hager | FL416A | mount.plate,orion.plus,930x393x2 | 72.6 | 3250610674536 | 8.78 | KG
Hager | FL417A | mount.plate,orion.plus,930x693x2 | 74.8 | 3250610674543 | 12.3 | KG
Hager | FL418A | mount.plate,orion.plus,1230x543x2 | 74.78 | 3250610674550 | 11.84 | KG
Hager | FL419A | mount.plate,orion.plus,1230x693x2 | 74.78 | 3250610674567 | 15.45 | KG
Hager | FL450A | Fixing bracket, moun. plate, Orion.Plus | 12.86 | 3250610671740 | 0.17 | KG
Hager | FL465A | Functional uprights, Orion.Plus, H800 mm | 57.62 | 3250610671801 | 2540 | G
Hager | FL468A | Functional uprights, Orion.Plus, H1250mm | 90.64 | 3250610671832 | 5.1 | KG
Hager | FL520E | Ste. moun. plate Orion.Plus 480x743 mm | 82.58 | 3250610672921 | 6.2 | KG
Hager | FL522E | Ste. moun. plate Orion.Plus 1080x743 mm | 145.26 | 3250610672945 | 14 | KG
Hager | FL527B | Poly. floor encl. Orion+ 1200x850x300 mm | 1288.73 | 3250610676271 | 31500 | G
Hager | FL672E | Sliding guides, Orion.Plus, L350 mm | 59.93 | 3250610673225 | 0.493 | KG
Hager | FL712E | Front panel, Orion.Plus, 150x400 mm | 18.56 | 3250610672198 | 0.28 | KG
Hager | FL713E | Front panel, Orion.Plus, 150x500 mm | 18.13 | 3250610672204 | 340 | G
Hager | FL714E | Front panel, Orion.Plus, 150x600 mm | 20.4 | 3250610672211 | 0.43 | KG
Hager | FL715E | Front panel, Orion.Plus 150x800 mm | 22.66 | 3250610672228 | 589 | G
Hager | FL733E | Front panel, Orion.Plus, 300x500 mm | 22.66 | 3250610672273 | 0.612 | KG
Hager | FL734E | Front panel, Orion.Plus 300x600 mm | 33.99 | 3250610672280 | 0.75 | KG
Hager | FL735E | Front panel, Orion.Plus 300x800 mm | 40.79 | 3250610672297 | 0.931 | KG
Hager | FL763E | MCB kit, Orion+, 150x500 mm | 20.4 | 3250610673249 | 0.22 | KG
Hager | FL80Z | Square key inserts, Orion.Plus, 8 mm | 27.6 | 3250612621071 | 0.086 | KG
Hager | FL81Z | Square key inserts, Orion.Plus, 8 mm | 27.6 | 3250612621088 | 55 | G
Hager | FL85Z | Wall steel fixing brackets, Orion.Plus | 10.2 | 3250612621095 | 0.58 | KG
Hager | FL863Z | Wall ins. fixing brackets, Orion.Plus | 30.85 | 3250610673263 | 0.279 | KG
Hager | FL874A | Ground wire kit, Orion.Plus | 9.5 | 3250610672303 | 0.032 | KG
Hager | FL93Z | Pair triangle insert, Orion.Plus, 8 mm | 14.08 | 3250612621163 | 0.08 | KG
Hager | FL94Z | Pair triangle insert, Orion.Plus, 8 mm | 35.07 | 3250612621170 | 0.05 | KG
Hager | FL95Z | Pair leave inserts, Orion.Plus, 3 mm | 14.9 | 3250612621125 | 0.13 | KG
Hager | FL96Z | Triangular lock + handle, Orion.Plus | 61.1 | 3250610673256 | 48 | G
Hager | FL979A | Functional frame, Orion.Plus, 350x300 mm | 101.47 | 3250610679791 | 1.589 | KG
Hager | FL97Z | Pair leave inserts, Orion.Plus, 3 mm | 18.85 | 3250612621132 | 0.02 | KG
Hager | FL980A | Chassis MCB, Orion.Plus, 24M 350x300mm | 104.5 | 3250610672310 | 1.451 | KG
Hager | FL981A | Chassis MCB, Orion.Plus, 3x12M 500x300mm | 123.2 | 3250610672327 | 2179 | G
Hager | FL98Z | Pair inserts for key, Orion.Plus | 60.8 | 3250612621194 | 0.097 | KG
Hager | FL992A | Complete MCB kit Orion+ 4x18M 500x400mm | 142.05 | 3250610673423 | 3550 | G
Hager | FL993A | Complete MCB kit Orion+ 4x18M 600x400mm | 200.51 | 3250610673430 | 4650 | G
Hager | FL994A | Complete MCB kit Orion+ 4x24M 600x500mm | 243.5 | 3250610673447 | 5.28 | KG
Hager | FL996A | Complete MCB kit Orion+ 5x24M 750x600mm | 304.28 | 3250610673461 | 7.4 | KG
Hager | FL997A | Compl. MCB kit Orion+ 6x26M H900 W600mm | 364.19 | 3250610673478 | 8.677 | KG
Hager | FL998A | Compl. MCB kit Orion+ 6x37M H950 W800mm | 437.44 | 3250610673485 | 10.95 | KG
Hager | FL999A | Compl. MCB kit Orion+ 8x26M H1200 W600mm | 294.58 | 3250610673553 | 11.51 | KG
Hager | FW324WT | Fl. moun. ste. encl. FW2 570x640x150 mm | 319.33 | 3250614300950 | 16.7 | KG
Hager | FW424WT | Fl. moun. ste. encl. FW2 570x790x150 mm | 319.33 | 3250614300974 | 19.768 | KG
Hager | FWB42 | FWB encl., univers, 96 mod, brass term. | 376.91 | 3250612735884 | 14810 | G
Hager | FWB42S | FWB encl.,univers,IP44,650x550x161mm,QC | 374.52 | 3250612735686 | 14680 | G
Hager | FWB72 | FWB encl., univers, 168 mod, brass term. | 487.41 | 3250612737550 | 23400 | G
Hager | FWB72S | FWB encl.,univers,IP44,1100x550x161mm,QC | 473.17 | 3250612736904 | 23400 | G
Hager | FWB73 | FWB encl., univers, 252 mod, brass term. | 639.69 | 3250612737567 | 32.8 | KG
Hager | FWB73S | FWB encl.,univers,IP44,1100x800x161mm,QC | 615.66 | 3250612736911 | 32130 | G
Hager | FWB74 | FWB encl., univers, 336 mod, brass term. | 761.88 | 3250612737574 | 40.4 | KG
Hager | FWB74S | FWB encl.univers,IP44,1100x1050x161mm,QC | 740.79 | 3250612736928 | 40.35 | KG
Hager | GD104E | Mini-enclosure,gamma,4M,IP30,1xPE | 15.64 | 3250612843213 | 255.2 | G
Hager | GD106E | Mini-enclosure,gamma,6M,IP30,1xPE | 17.4 | 3250612843220 | 252 | G
Hager | GD108E | Mini-enclosure,gamma,8M,IP30,1xPE | 20.48 | 3250612843237 | 410 | G
Hager | GD110E | Mini-enclosure,gamma,10M,IP30,1xPE | 21.94 | 3250612843244 | 426 | G
Hager | GP102P | Door for mini-enclosure,gamma,2M,white | 4.11 | 3250612960200 | 17 | G
Hager | GP102T | Door,mini distr.,2M,transp. | 5.14 | 3250612960255 | 15 | G
Hager | GP104P | Door for mini-enclosure,gamma,4M,white | 5.42 | 3250612960217 | 37 | G
Hager | GP104T | Door,mini distr.,4M,transp. | 6.87 | 3250612960262 | 38 | G
Hager | GP106P | Door for mini-enclosure,gamma,6M,white | 5.71 | 3250612960224 | 50 | G
Hager | GP106T | Door,mini distr.,6M,transp. | 7.17 | 3250612960279 | 50 | G
Hager | GP108P | Door for mini-enclosure,gamma,8M,white | 6.45 | 3250612960231 | 65 | G
Hager | GP108T | Door,mini distr.,8M,transp. | 8.05 | 3250612960286 | 66 | G
Hager | GP110P | Door mini-enclosure,gamma,10M,white | 7.17 | 3250612960248 | 75 | G
Hager | GP110T | Door,mini distr.,10M,transp. | 8.93 | 3250612960293 | 74 | G
Hager | GZ04E | PE-terminal,minigamma,4 connec. | 3.21 | 3250613060824 | 18 | G
Hager | GZ04N | N-terminal,minigamma,4connec. | 3.21 | 3250613060817 | 17 | G
Hager | GZ07E | PE-terminal,minigamma,7connec. | 3.95 | 3250613060848 | 25 | G
Hager | GZ07N | N-terminal,minigamma,7connec. | 3.95 | 3250613060831 | 22 | G
Hager | GZ100G | Cable entry grommets,universal,M20 | 4.23 | 3250613060947 | 10 | G
Hager | GZ104S | Term. supportsmini-enclosure,gamma,4M | 2.78 | 3250613060855 | 0.1 | G
Hager | GZ106S | Term. supportsmini-enclosure,gamma,6M | 3.08 | 3250613060862 | 14 | G
Hager | GZ108S | Term. supportsmini-enclosure,gamma,8M | 3.21 | 3250613060879 | 15 | G
Hager | GZ110S | Term. supportsmini-enclosure,gamma,10M | 3.5 | 3250613060886 | 31 | G
Hager | HA358 | Load break switch 3P 630A | 999.1 | 3250613113582 | 4.57 | KG
Hager | HA458 | Load break switch 4P 630A | 1328.35 | 3250613114589 | 5.594 | KG
Hager | HBA125H | RCD add on x160 3P 125A Idn adj | 602.21 | 3250613121051 | 1413 | G
Hager | HBA126H | RCD add on x160 4P 125A Idn adj | 622.47 | 3250613121082 | 1628 | G
Hager | HBA127H | RCD add on x160 3P 125A Idn fix | 573.51 | 3250613121044 | 1.415 | KG
Hager | HBA128H | RCD add on x160 4P 125A Idn fix | 592.7 | 3250613121075 | 1578 | G
Hager | HBA160H | RCD add on x160 3P 160A Idn adj | 722.58 | 3250613121068 | 1420 | G
Hager | HBA161H | RCD add on x160 4P 160A Idn adj | 856.68 | 3250613121099 | 1629 | G
Hager | HBB161H | RCD add on x250 4P 160A Idn adj | 919.98 | 3250613121136 | 1388 | G
Hager | HBB251H | RCD add on x250 4P 250A Idn adj | 1101.01 | 3250613121143 | 1365 | G
Hager | HBD401H | RCD add on h400 4P 400A Idn adj | 1369.61 | 3250613121150 | 27 | G
Hager | HBD631H | RCD add on h630 4P 500A Idn adj | 1462.74 | 3250613121167 | 4114 | G
Hager | HBT100F | RCD add on P250 4P 100A Idn fix | 976.25 | 3250613150808 | 0.989 | KG
Hager | HBT100H | RCD add on P250 4P 100A Idn adj | 1003.75 | 3250613150815 | 1.015 | KG
Hager | HBT100L | Alarm add on P250 4P 100A Idn adj | 1020.25 | 3250613150822 | 1.066 | KG
Hager | HBT160F | RCD add on P250 4P 160A Idn fix | 1039.5 | 3250613150839 | 1.372 | KG
Hager | HBT160H | RCD add on P250 4P 160A Idn adj | 1094.5 | 3250613150846 | 1.4 | KG
Hager | HBT160L | Alarm add on P250 4P 160A Idn adj | 1113.75 | 3250613150853 | 1.393 | KG
Hager | HBT250H | RCD add on P250 4P 250A Idn adj | 1581.25 | 3250613150860 | 1.395 | KG
Hager | HBT250L | Alarm add on P250 4P 250A Idn adj | 1553.75 | 3250613150877 | 1.395 | KG
Hager | HBW400H | RCD add on P630 4P 400A Idn adj | 1870 | 3250613150945 | 3.26 | KG
Hager | HBW400L | Alarm add on P630 4P 400A Idn adj | 1842.5 | 3250613150952 | 3.27 | KG
Hager | HBW630H | RCD add on P630 4P 630A Idn adj | 2062.5 | 3250613150969 | 3.266 | KG
Hager | HBW630L | Alarm add on P630 4P 630A Idn adj | 1897.5 | 3250613150976 | 3.27 | KG
Hager | HCB250H | Switch X250 3P 250A | 799.15 | 3250613136796 | 1530 | G
Hager | HCB251H | Switch X250 4P 250A | 1178.47 | 3250613136802 | 2007 | G
Hager | HCD400H | Switch h630 3P 400A | 984.94 | 3250613363093 | 4966 | G
Hager | HCD401H | Switch h630 4P 400A | 1326.87 | 3250613363130 | 6400 | G
Hager | HCD630H | Switch h630 3P 630A | 1492.54 | 3250613363116 | 6430 | G
Hager | HCD631H | Switch h630 4P 630A | 1943.35 | 3250613363154 | 8300 | G
Hager | HCE800H | Switch h1000 3P 800A | 2548.55 | 3250613363178 | 9573 | G
Hager | HCE801H | Switch h1000 4P 800A | 2742.36 | 3250613363215 | 12400 | G
Hager | HCE970H | Switch h1000 3P 1000A | 3397.9 | 3250613363192 | 12498 | G
Hager | HCE971H | Switch h1000 4P 1000A | 3737.71 | 3250613363239 | 16236 | G
Hager | HCF980H | Switch h1600 3P 1250A | 3635.75 | 3250613363253 | 27800 | G
Hager | HCF981H | Switch h1600 4P 1250A | 3999.34 | 3250613363291 | 35900 | G
Hager | HCF990H | Switch h1600 3P 1600A | 3890.29 | 3250613363277 | 27.73 | KG
Hager | HCF991H | Switch h1600 4P 1600A | 4279.3 | 3250613363314 | 36000 | G
Hager | HDA014E | MCCB h3 x160 TM 1x16A 18kA | 160.82 | 3250613164508 | 0.405 | KG
Hager | HDA016Z | MCCB h3 x160 TM 3x16A 18kA | 188.93 | 3250613136048 | 0.985 | KG
Hager | HDA017Z | MCCB h3 x160 TM 4x16A 18kA | 177.73 | 3250613136284 | 1.375 | KG
Hager | HDA018E | MCCB h3 x160 TM 1x20A 18kA | 164.04 | 3250613164515 | 0.403 | KG
Hager | HDA020Z | MCCB h3 x160 TM 3x20A 18kA | 188.93 | 3250613136055 | 0.984 | KG
Hager | HDA023E | MCCB h3 x160 TM 1x25A 18kA | 164.04 | 3250613164522 | 400 | G
Hager | HDA025U | MCCB h3 x160 TM 3x25A 18kA | 316.88 | 3250613130596 | 1.049 | KG
Hager | HDA025Z | MCCB h3 x160 TM 3x25A 18kA | 188.93 | 3250613136062 | 0.98 | KG
Hager | HDA026Z | MCCB h3 x160 TM 4x25A 18kA | 207.86 | 3250613136307 | 1.344 | KG
Hager | HDA030E | MCCB h3 x160 TM 1x32A 18kA | 183.11 | 3250613164539 | 0.405 | KG
Hager | HDA032Z | MCCB h3 x160 TM 3x32A 18kA | 188.93 | 3250613136079 | 1.032 | KG
Hager | HDA033Z | MCCB h3 x160 TM 4x32A 18kA | 177.73 | 3250613136314 | 1.265 | KG
Hager | HDA038Z | MCCB h3 x160 TM 1x40A 18kA | 164.04 | 3250613135881 | 404 | G
Hager | HDA040U | MCCB h3 x160 TM 3x40A 18kA | 316.88 | 3250613130619 | 1017 | G
Hager | HDA040Z | MCCB h3 x160 TM 3x40A 18kA | 188.93 | 3250613136086 | 970 | G
Hager | HDA041U | MCCB h3 x160 TM 4x40A 18kA | 385.88 | 3250613130626 | 1.269 | KG
Hager | HDA048Z | MCCB h3 x160 TM 1x50A 18kA | 174.01 | 3250613135898 | 0.406 | KG
Hager | HDA050Z | MCCB h3 x160 TM 3x50A 18kA | 200.48 | 3250613136093 | 968 | G
Hager | HDA051Z | MCCB h3 x160 TM 4x50A 18kA | 214.1 | 3250613136338 | 1.182 | KG
Hager | HDA061Z | MCCB h3 x160 TM 1x63A 18kA | 174.01 | 3250613135904 | 403 | G
Hager | HDA063Z | MCCB h3 x160 TM 3x63A 18kA | 200.48 | 3250613136109 | 972 | G
Hager | HDA064U | MCCB h3 x160 TM 4x63A 18kA | 425.07 | 3250613130640 | 1.27 | KG
Hager | HDA064Z | MCCB h3 x160 TM 4x63A 18kA | 220.52 | 3250613136345 | 1.26 | KG
Hager | HDA078Z | MCCB h3 x160 TM 1x80A 18kA | 174.01 | 3250613135911 | 420 | G
Hager | HDA080U | MCCB h3 x160 TM 3x80A 18kA | 316.88 | 3250613130657 | 1.063 | KG
Hager | HDA080Z | MCCB h3 x160 TM 3x80A 18kA | 200.48 | 3250613136116 | 0.967 | KG
Hager | HDA081U | MCCB h3 x160 TM 4x80A 18kA | 346.17 | 3250613130664 | 1.275 | KG
Hager | HDA081Z | MCCB h3 x160 TM 4x80A 18kA | 220.52 | 3250613136352 | 1.237 | KG
Hager | HDA098Z | MCCB h3 x160 TM 1x100A 18kA | 174.01 | 3250613135928 | 403 | G
Hager | HDA100Z | MCCB h3 x160 TM 3x100A 18kA | 200.48 | 3250613136123 | 964 | G
Hager | HDA101U | MCCB h3 x160 TM 4x100A 18kA | 476.02 | 3250613130688 | 1266 | G
Hager | HDA101Z | MCCB h3 x160 TM 4x100A 18kA | 220.52 | 3250613136369 | 1.25 | KG
Hager | HDA123Z | MCCB h3 x160 TM 1x125A 18kA | 222.15 | 3250613135935 | 0.405 | KG
Hager | HDA125Z | MCCB h3 x160 TM 3x125A 18kA | 256 | 3250613136130 | 1.04 | KG
Hager | HDA126U | MCCB h3 x160 TM 4x125A 18kA | 516.54 | 3250613130701 | 1.331 | KG
Hager | HDA160U | MCCB h3 x160 TM 3x160A 18kA | 555.43 | 3250613130718 | 979 | G
Hager | HDA160Z | MCCB h3 x160 TM 3x160A 18kA | 326.86 | 3250613136147 | 975 | G
Hager | HDA161U | MCCB h3 x160 TM 4x160A 18kA | 624.68 | 3250613130725 | 1.272 | KG
Hager | HEC041H | MCCB h250 4P 70kA 40A LSI | 1615.1 | 3250613340643 | 3309 | G
Hager | HEC125H | MCCB h250 3P 70kA 125A LSI | 1964.93 | 3250613340629 | 2650 | G
Hager | HEC126H | MCCB h250 4P 70kA 125A LSI | 2161.43 | 3250613340650 | 3346 | G
Hager | HEC250H | MCCB h250 3P 70kA 250A LSI | 2298.97 | 3250613340636 | 2708 | G
Hager | HEC251H | MCCB h250 4P 70kA 250A LSI | 2528.85 | 3250613340667 | 3392 | G
Hager | HED400H | MCCB h630 3P 70kA 400A LSI | 1891.96 | 3250613349608 | 5.516 | KG
Hager | HED401H | MCCB h630 4P 70kA 400A LSI | 2081.16 | 3250613349639 | 7130 | G
Hager | HED630H | MCCB h630 3P 70kA 630A LSI | 2341.11 | 3250613349615 | 7.148 | KG
Hager | HED631H | MCCB h630 4P 70kA 630A LSI | 3006.29 | 3250613349646 | 9.226 | KG
Hager | HEE800H | MCCB h1000 3P 70kA 800A LSI | 2235.53 | 3250613349776 | 11190 | G
Hager | HEE801H | MCCB h1000 4P 70kA 800A LSI | 3183.65 | 3250613349790 | 14430 | G
Hager | HEE970H | MCCB h1000 3P 70kA 1000A LSI | 3393.72 | 3250613349783 | 14.085 | KG
Hager | HEE971H | MCCB h1000 4P 70kA 1000A LSI | 4858.85 | 3250613349806 | 18.06 | KG
Hager | HEF980H | MCCB h1600 3P 70kA 1250A LSI | 4626.88 | 3250613349936 | 29485 | G
Hager | HEF981H | MCCB h1600 4P 70kA 1250A LSI | 5254.39 | 3250613349950 | 30000 | G
Hager | HEF990H | MCCB h1600 3P 70kA 1600A LSI | 4827.68 | 3250613349943 | 29.759 | KG
Hager | HEF991H | MCCB h1600 4P 70kA 1600A LSI | 6540.29 | 3250613349967 | 29.485 | KG
Hager | HEG050U | MCCB h250 3P 65kA 50A TM | 711.56 | 3250613340759 | 1500 | G
Hager | HEG063U | MCCB h250 3P 65kA 63A TM | 772.07 | 3250613340742 | 1578 | G
Hager | HEG100U | MCCB h250 3P 65kA 100A TM | 837.68 | 3250613340698 | 1662 | G
Hager | HEG160U | MCCB h250 3P 65kA 160A TM | 986.13 | 3250613340711 | 1578 | G
Hager | HEK800U | MCCB h800 3P 70kA 800A TM | 1789.65 | 3250613341008 | 10270 | G
Hager | HGR20C | MID Dinrail 2M Direct Fed Modbus Meter | 101.18 | 5015655273117 | 0.8 | KG
Hager | HGR20MB | MID Dinrail 2M Direct Fed Mbus Meter | 101.18 | 5015655274282 | 0.2 | KG
Hager | HGR41EWC | MID Dinrail 4M Modbus Meter 1 Load | 336.84 | 5015655273070 | 1 | KG
Hager | HGR42EWC | MID Dinrail 4M Modbus Meter 2 Load | 429.47 | 5015655273094 | 1 | KG
Hager | HGR96EWC | MID DIN96 Modbus MF meter (Pluggable) | 353.34 | 5015655273056 | 1 | KG
Hager | HGR96EWMB | MID DIN96 Mbus MF meter (Pluggable) | 353.34 | 5015655273063 | 1 | KG
Hager | HHA014E | MCCB h3 x160 TM 1x16A 25kA | 183.11 | 3250613164546 | 0.4 | KG
Hager | HHA016Z | MCCB h3 x160 TM 3x16A 25kA | 210.85 | 3250613136154 | 0.975 | KG
Hager | HHA017Z | MCCB h3 x160 TM 4x16A 25kA | 198.35 | 3250613149758 | 1.375 | KG
Hager | HHA018E | MCCB h3 x160 TM 1x20A 25kA | 183.11 | 3250613164553 | 0.407 | KG
Hager | HHA020Z | MCCB h3 x160 TM 3x20A 25kA | 204.7 | 3250613136161 | 0.985 | KG
Hager | HHA021Z | MCCB h3 x160 TM 4x20A 25kA | 198.35 | 3250613149765 | 1.375 | KG
Hager | HHA023E | MCCB h3 x160 TM 1x25A 25kA | 183.11 | 3250613164560 | 400 | G
Hager | HHA025U | MCCB h3 x160 TM 3x25A 25kA | 343.25 | 3250613130732 | 0.985 | KG
Hager | HHA025Z | MCCB h3 x160 TM 3x25A 25kA | 210.85 | 3250613136178 | 0.98 | KG
Hager | HHA026Z | MCCB h3 x160 TM 4x25A 25kA | 198.35 | 3250613149772 | 1.343 | KG
Hager | HHA030E | MCCB h3 x160 TM 1x32A 25kA | 183.11 | 3250613164577 | 0.41 | KG
Hager | HHA032Z | MCCB h3 x160 TM 3x32A 25kA | 210.85 | 3250613136185 | 970 | G
Hager | HHA033Z | MCCB h3 x160 TM 4x32A 25kA | 198.35 | 3250613149789 | 1.205 | KG
Hager | HHA038Z | MCCB h3 x160 TM 1x40A 25kA | 183.11 | 3250613135980 | 0.367 | KG
Hager | HHA040U | MCCB h3 x160 TM 3x40A 25kA | 353.56 | 3250613130749 | 975 | G
Hager | HHA040Z | MCCB h3 x160 TM 3x40A 25kA | 194.96 | 3250613136192 | 0.977 | KG
Hager | HHA048Z | MCCB h3 x160 TM 1x50A 25kA | 194.14 | 3250613135997 | 0.401 | KG
Hager | HHA050Z | MCCB h3 x160 TM 3x50A 25kA | 223.65 | 3250613136208 | 968 | G
Hager | HHA051Z | MCCB h3 x160 TM 4x50A 25kA | 210.37 | 3250613149802 | 1.323 | KG
Hager | HHA061Z | MCCB h3 x160 TM 1x63A 25kA | 194.14 | 3250613136000 | 0.4 | KG
Hager | HHA063U | MCCB h3 x160 TM 3x63A 25kA | 353.56 | 3250613130756 | 975 | G
Hager | HHA063Z | MCCB h3 x160 TM 3x63A 25kA | 223.65 | 3250613136215 | 973 | G
Hager | HHA078Z | MCCB h3 x160 TM 1x80A 25kA | 194.14 | 3250613136017 | 397 | G
Hager | HHA080U | MCCB h3 x160 TM 3x80A 25kA | 353.56 | 3250613130763 | 974 | G
Hager | HHA080Z | MCCB h3 x160 TM 3x80A 25kA | 217.13 | 3250613136222 | 966 | G
Hager | HHA081U | MCCB h3 x160 TM 4x80A 25kA | 342.4 | 3250613131104 | 1.265 | KG
Hager | HHA081Z | MCCB h3 x160 TM 4x80A 25kA | 250.91 | 3250613149826 | 1.265 | KG
Hager | HHA098Z | MCCB h3 x160 TM 1x100A 25kA | 194.14 | 3250613136024 | 0.401 | KG
Hager | HHA100U | MCCB h3 x160 TM 3x100A 25kA | 371.57 | 3250613130770 | 965 | G
Hager | HHA100Z | MCCB h3 x160 TM 3x100A 25kA | 223.65 | 3250613136239 | 964 | G
Hager | HHA101Z | MCCB h3 x160 TM 4x100A 25kA | 232.06 | 3250613149833 | 1.353 | KG
Hager | HHA123Z | MCCB h3 x160 TM 1x125A 25kA | 229.23 | 3250613136031 | 0.401 | KG
Hager | HHA123Z | MCCB h3 x160 TM 1x125A 25kA | 247.91 | 3250613136031 | 0.438 | KG
Hager | HHA125U | MCCB h3 x160 TM 3x125A 25kA | 479.57 | 3250613130787 | 980 | G
Hager | HHA125Z | MCCB h3 x160 TM 3x125A 25kA | 285.59 | 3250613136246 | 980 | G
Hager | HHA126U | MCCB h3 x160 TM 4x125A 25kA | 500.88 | 3250613131128 | 1.277 | KG
Hager | HHA126Z | MCCB h3 x160 TM 4x125A 25kA | 274.01 | 3250613149840 | 1.276 | KG
Hager | HHA160U | MCCB h3 x160 TM 3x160A 25kA | 614.41 | 3250613130794 | 0.985 | KG
Hager | HHA160Z | MCCB h3 x160 TM 3x160A 25kA | 362.7 | 3250613136253 | 0.967 | KG
Hager | HHA161U | MCCB h3 x160 TM 4x160A 25kA | 787.32 | 3250613131135 | 1.255 | KG
Hager | HHA161Z | MCCB h3 x160 TM 4x160A 25kA | 398.96 | 3250613149857 | 1.275 | KG
Hager | HHB100Z | MCCB X250 3P 25kA 100A TM | 280.68 | 3250613347536 | 1579 | G
Hager | HHB125Z | MCCB X250 3P 25kA 125A TM | 304.53 | 3250613347543 | 1595 | G
Hager | HHB160Z | MCCB X250 3P 25kA 160A TM | 326.77 | 3250613347550 | 1591 | G
Hager | HHB200Z | MCCB X250 3P 25kA 200A TM | 382.32 | 3250613347567 | 1599 | G
Hager | HHB201Z | MCCB X250 4P 25kA 200A TM | 468.89 | 3250613347611 | 2060 | G
Hager | HHB250Z | MCCB X250 3P 25kA 250A TM | 447.35 | 3250613347574 | 1600 | G
Hager | HHB251Z | MCCB X250 4P 25kA 250A TM | 581.5 | 3250613347628 | 2056 | G
Hager | HMC180T | MCB 1P 15kA C-80A 1.5M | 81.55 | 3250613231217 | 240 | G
Hager | HMC190T | MCB 1P 15kA C-100A 1.5M | 81.55 | 3250613231224 | 257 | G
Hager | HMC199T | MCB 1P 15kA C-125A 1.5M | 81.55 | 3250613231231 | 251 | G
Hager | HMC280T | MCB 2P 15kA C-80A 3M | 234.93 | 3250613231248 | 485 | G
Hager | HMC290T | MCB 2P 15kA C-100A 3M | 263.14 | 3250613231255 | 486 | G
Hager | HMC299T | MCB 2P 15kA C-125A 3M | 275.62 | 3250613231262 | 470 | G
Hager | HMC380T | MCB 3P 15kA C-80A 4.5M | 150.35 | 3250613231279 | 710 | G
Hager | HMC390T | MCB 3P 15kA C-100A 4.5M | 150.35 | 3250613231286 | 710 | G
Hager | HMC399T | MCB 3P 15kA C-125A 4.5M | 150.35 | 3250613231293 | 710 | G
Hager | HMC480T | MCB 4P 15kA C-80A 6M | 459.64 | 3250613231309 | 950 | G
Hager | HMC490T | MCB 4P 15kA C-100A 6M | 534.87 | 3250613231316 | 988 | G
Hager | HMC499T | MCB 4P 15kA C-125A 6M | 609.94 | 3250613231323 | 990 | G
Hager | HMD180T | MCB 1P 15kA D-80A 1.5M | 81.55 | 3250613231330 | 254 | G
Hager | HMD190T | MCB 1P 15kA D-100A 1.5M | 81.55 | 3250613231347 | 252 | G
Hager | HMD199T | MCB 1P 15kA D-125A 1.5M | 81.55 | 3250613231354 | 251 | G
Hager | HMD280T | MCB 2P 15kA D-80A 3M | 258.49 | 3250613231361 | 465 | G
Hager | HMD290T | MCB 2P 15kA D-100A 3M | 304.09 | 3250613231378 | 485 | G
Hager | HMD299T | MCB 2P 15kA D-125A 3M | 345.35 | 3250613231385 | 486 | G
Hager | HMD380T | MCB 3P 15kA D-80A 4.5M | 150.35 | 3250613231392 | 730 | G
Hager | HMD390T | MCB 3P 15kA D-100A 4.5M | 150.35 | 3250613231408 | 726 | G
Hager | HMD399T | MCB 3P 15kA D-125A 4.5M | 150.35 | 3250613231415 | 746 | G
Hager | HMD480T | MCB 4P 15kA D-80A 6M | 505.51 | 3250613231422 | 970 | G
Hager | HMD490T | MCB 4P 15kA D-100A 6M | 617.7 | 3250613231439 | 993 | G
Hager | HMD499T | MCB 4P 15kA D-125A 6M | 727.8 | 3250613231446 | 983 | G
Hager | HMF180T | MCB 1P 10kA C-80A 1.5M | 93.87 | 3250613231095 | 245 | G
Hager | HMF190T | MCB 1P 10kA C-100A 1.5M | 98.92 | 3250613231101 | 238 | G
Hager | HMF199T | MCB 1P 10kA C-125A 1.5M | 153.92 | 3250613231118 | 245 | G
Hager | HMF280T | MCB 2P 10kA C-80A 3M | 168.94 | 3250613231125 | 465 | G
Hager | HMF290T | MCB 2P 10kA C-100A 3M | 178.94 | 3250613231132 | 470 | G
Hager | HMF299T | MCB 2P 10kA C-125A 3M | 266.53 | 3250613231149 | 484 | G
Hager | HMF380T | MCB 3P 10kA C-80A 4.5M | 221.54 | 3250613231156 | 705 | G
Hager | HMF390T | 100A MCB 10KA 3P TYPE C 4.5M | 238.98 | 3250613231163 | 725 | G
Hager | HMF399T | MCB 3P 10kA C-125A 4.5M | 356.67 | 3250613231170 | 705 | G
Hager | HMF480T | MCB 4P 10kA C-80A 6M | 296.51 | 3250613231187 | 945 | G
Hager | HMF490T | MCB 4P 10kA C-100A 6M | 319.14 | 3250613231194 | 981 | G
Hager | HMF499T | MCB 4P 10kA C-125A 6M | 449.2 | 3250613231200 | 970 | G
Hager | HNA017Z | MCCB h3 x160 TM 4x16A 40kA | 222.15 | 3250613149543 | 1.371 | KG
Hager | HNA025U | MCCB h3 x160 TM 3x25A 40kA | 348.64 | 3250613130527 | 0.99 | KG
Hager | HNA025Z | MCCB h3 x160 TM 3x25A 40kA | 218.35 | 3250613149574 | 0.959 | KG
Hager | HNA026U | MCCB h3 x160 TM 4x25A 40kA | 414.75 | 3250613131142 | 1.393 | KG
Hager | HNA026Z | MCCB h3 x160 TM 4x25A 40kA | 222.15 | 3250613149581 | 1.376 | KG
Hager | HNA033Z | MCCB h3 x160 TM 4x32A 40kA | 222.15 | 3250613149604 | 1.332 | KG
Hager | HNA040U | MCCB h3 x160 TM 3x40A 40kA | 348.64 | 3250613130534 | 0.97 | KG
Hager | HNA041U | MCCB h3 x160 TM 4x40A 40kA | 354.71 | 3250613131159 | 1.361 | KG
Hager | HNA041Z | MCCB h3 x160 TM 4x40A 40kA | 222.15 | 3250613149628 | 1.204 | KG
Hager | HNA051Z | MCCB h3 x160 TM 4x50A 40kA | 235.48 | 3250613149642 | 1.344 | KG
Hager | HNA064U | MCCB h3 x160 TM 4x63A 40kA | 383.51 | 3250613131166 | 1.26 | KG
Hager | HNA064Z | MCCB h3 x160 TM 4x63A 40kA | 235.48 | 3250613149666 | 1.205 | KG
Hager | HNA080U | MCCB h3 x160 TM 3x80A 40kA | 369.56 | 3250613130558 | 0.98 | KG
Hager | HNA080Z | MCCB h3 x160 TM 3x80A 40kA | 231.46 | 3250613149673 | 0.965 | KG
Hager | HNA081U | MCCB h3 x160 TM 4x80A 40kA | 406.51 | 3250613131173 | 1.26 | KG
Hager | HNA081Z | MCCB h3 x160 TM 4x80A 40kA | 259.75 | 3250613149680 | 1.348 | KG
Hager | HNA100U | MCCB h3 x160 TM 3x100A 40kA | 369.56 | 3250613130565 | 0.959 | KG
Hager | HNA101U | MCCB h3 x160 TM 4x100A 40kA | 406.51 | 3250613131180 | 1.262 | KG
Hager | HNA101Z | MCCB h3 x160 TM 4x100A 40kA | 235.48 | 3250613149703 | 1.34 | KG
Hager | HNA125U | MCCB h3 x160 TM 3x125A 40kA | 499.59 | 3250613130572 | 0.977 | KG
Hager | HNA125Z | MCCB h3 x160 TM 3x125A 40kA | 317.9 | 3250613149710 | 0.97 | KG
Hager | HNA126U | MCCB h3 x160 TM 4x125A 40kA | 508.14 | 3250613131197 | 1.342 | KG
Hager | HNA160U | MCCB h3 x160 TM 3x160A 40kA | 605.92 | 3250613130589 | 0.976 | KG
Hager | HNA160Z | MCCB h3 x160 TM 3x160A 40kA | 391.97 | 3250613149734 | 0.98 | KG
Hager | HNA161Z | MCCB h3 x160 TM 4x160A 40kA | 379.79 | 3250613149741 | 1.357 | KG
Hager | HNB100H | MCCB X250 3P 40kA 100A TM | 524.88 | 3250613347734 | 1655 | G
Hager | HNB125H | MCCB X250 3P 40kA 125A TM | 569.58 | 3250613347741 | 1621 | G
Hager | HNB126H | MCCB X250 4P 40kA 125A TM | 705.05 | 3250613347796 | 2110 | G
Hager | HNB160H | MCCB X250 3P 40kA 160A TM | 611.43 | 3250613347758 | 1620 | G
Hager | HNB161H | MCCB X250 4P 40kA 160A TM | 777.39 | 3250613347802 | 2119 | G
Hager | HNB200H | MCCB X250 3P 40kA 200A TM | 715.43 | 3250613347765 | 1628 | G
Hager | HNB200Z | MCCB x250 3P 40kA 200A TM | 464.61 | 3250613149925 | 1606 | G
Hager | HNB201H | MCCB X250 4P 40kA 200A TM | 942.64 | 3250613347819 | 2115 | G
Hager | HNB250Z | MCCB x250 3P 40kA 250A TM | 543.59 | 3250613149949 | 1603 | G
Hager | HNB251H | MCCB X250 4P 40kA 250A TM | 1386.46 | 3250613347826 | 2149 | G
Hager | HND251H | MCCB h630 4P 50kA 250A LSI | 1488.81 | 3250613349561 | 6.989 | KG
Hager | HND400H | MCCB h630 3P 50kA 400A LSI | 1178.92 | 3250613349547 | 5540 | G
Hager | HND401H | MCCB h630 4P 50kA 400A LSI | 1560.93 | 3250613349578 | 7.085 | KG
Hager | HND630H | MCCB h630 3P 50kA 630A LSI | 2234.76 | 3250613349554 | 7150 | G
Hager | HND631H | MCCB h630 4P 50kA 630A LSI | 2869.74 | 3250613349585 | 9221 | G
Hager | HNE630H | MCCB h1000 3P 50kA 630A LSI | 2234.76 | 3250613350048 | 10869 | G
Hager | HNE631H | MCCB h1000 4P 50kA 630A LSI | 3010.54 | 3250613350055 | 13.986 | KG
Hager | HNE800H | MCCB h1000 3P 50kA 800A LSI | 2613.78 | 3250613349738 | 11080 | G
Hager | HNE801H | MCCB h1000 4P 50kA 800A LSI | 3533.62 | 3250613349752 | 14.645 | KG
Hager | HNG020U | MCCB h250 3P 30kA 20A TM | 525.16 | 3250613247188 | 1538 | G
Hager | HNG032U | MCCB h250 3P 30kA 32A TM | 569.79 | 3250613247195 | 1538 | G
Hager | HNG063U | MCCB h250 3P 50kA 63A TM | 670.76 | 3250613247164 | 1648 | G
Hager | HNG064U | MCCB h250 4P 50kA 63A TM | 737.83 | 3250613248109 | 1900 | G
Hager | HNG100U | MCCB h250 3P 50kA 100A TM | 727.79 | 3250613247065 | 1649 | G
Hager | HNG101U | MCCB h250 4P 50kA 100A TM | 800.56 | 3250613248178 | 1900 | G
Hager | HNG125U | MCCB h250 3P 50kA 125A TM | 789.62 | 3250613247072 | 1658 | G
Hager | HNG126U | MCCB h250 4P 50kA 125A TM | 868.6 | 3250613248185 | 1900 | G
Hager | HNG160U | MCCB h250 3P 50kA 160A TM | 847.28 | 3250613247089 | 1667 | G
Hager | HNG161U | MCCB h250 4P 50kA 160A TM | 931.99 | 3250613248192 | 2180 | G
Hager | HNG200U | MCCB h250 3P 50kA 200A TM | 991.31 | 3250613247096 | 1.661 | KG
Hager | HNG201U | MCCB h250 4P 50kA 200A TM | 1090.47 | 3250613248208 | 2177 | G
Hager | HNG250U | MCCB h250 3P 50kA 250A TM | 1159.86 | 3250613247102 | 1650 | G
Hager | HNG251U | MCCB h250 4P 50kA 250A TM | 1333.82 | 3250613248277 | 2.175 | KG
Hager | HR440 | EARTH LEAK REL 0.03-3A DELAY TORR 25 | 766.68 | 3250614409103 | 255 | G
Hager | HR441 | EARTH LEAK REL 0.03-3A DELAY TORR 35 | 766.68 | 3250614569111 | 425 | G
Hager | HR500 | EARTH LEAKAGE RELAY 0.03A INSTANT TRIP | 301.7 | 3250613281298 | 90 | G
Hager | HR502 | EARTH LEAKAGE RELAY 0.3A INSTANT TRIP | 301.7 | 3250613281304 | 90 | G
Hager | HR510 | EARTH LEAKAGE RELAY 0.03-10A TIME DELAY | 441.45 | 3250613281311 | 285 | G
Hager | HR520 | ELR 0.03-10A TIME DELAY 50% LED | 564.21 | 3250613281328 | 303 | G
Hager | HR522 | ELR 0.03-10A TIME DELAY 50% LED TEST | 704.84 | 3250613281335 | 285 | G
Hager | HR523 | ELR 0.5-30A TIME DELAY 50% LED | 654.64 | 3250613281472 | 296 | G
Hager | HR525 | ELR 0.03-30A TIME DELAY 50% LCD TEST | 955.29 | 3250613281342 | 277 | G
Hager | HR534 | ELR 0.03-30A TIME DELAY LCD TEST 4 WAYS | 1001.48 | 3250613281359 | 302 | G
Hager | HR700 | CIRCULAR SECTION TORROID 30MM | 281.58 | 3250613281366 | 99 | G
Hager | HR701 | CIRCULAR SECTION TORROID 35MM | 297.69 | 3250613281373 | 175 | G
Hager | HR702 | CIRCULAR SECTION TORROID 70MM | 306.78 | 3250613281380 | 320 | G
Hager | HR703 | CIRCULAR SECTION TORROID 105MM | 347 | 3250613281397 | 520 | G
Hager | HR704 | CIRCULAR SECTION TORROID 140MM | 614.41 | 3250613281403 | 1015 | G
Hager | HR705 | CIRCULAR SECTION TORROID 210MM | 755.21 | 3250613281410 | 1820 | G
Hager | HR830 | RECTANGULAR SECTION TORROID 70X175MM | 686.98 | 3250612388301 | 2295 | G
Hager | HR831 | RECTANGULAR SECTION TORROID 115X305MM | 1720.92 | 3250612388318 | 4.368 | KG
Hager | HR832 | RECTANGULAR SECTION TORROID 150x350MM | 2216.75 | 3250612388325 | 5924 | G
Hager | HTC100H | Side support h3+ for wire | 27.5 | 3250613346928 | 6.5 | G
Hager | HTC160H | NSP cable adaptor length 1,20 m | 55 | 3250613201975 | 0.05 | KG
Hager | HXA002H | Shunt trip 48V DC (x/P160-x/P250-x/P630) | 108.73 | 3250613346324 | 73 | G
Hager | HXA003H | SHT 100-120V AC (x/P160-x/P250-x/P630) | 197.99 | 3250613346331 | 76 | G
Hager | HXA004H | SHT 200-240V AC (x/P160-x/P250-x/P630) | 197.99 | 3250613346348 | 77 | G
Hager | HXA005H | SHT 380-450V AC (x/P160-x/P250-x/P630) | 148.82 | 3250613346355 | 75 | G
Hager | HXA011H | UVR 24V DC (x/P160-x/P250-x/P630) | 112.46 | 3250613346362 | 80 | G
Hager | HXA013H | UVR 100-120V AC (x/P160-x/P250-x/P630) | 121.46 | 3250613346386 | 78 | G
Hager | HXA014H | UVR 200-240V AC (x/P160-x/P250-x/P630) | 137.82 | 3250613346393 | 69 | G
Hager | HXA015H | UVR 380-450V AC (x/P160-x/P250-x/P630) | 148.82 | 3250613346409 | 80 | G
Hager | HXA021H | AX contact 1NO+NC 250VAC (x/P160…x/P630) | 88.38 | 3250613346416 | 0.044 | KG
Hager | HXA024H | AL contact 1NO+NC 250VAC (x/P160…x/P630) | 52.31 | 3250613346423 | 40 | G
Hager | HXA025H | AX low lvl. 1NO+NC 125VAC(x/P160…x/P630) | 151.96 | 3250613346430 | 65 | G
Hager | HXA026H | AL low lvl. 1NO+NC 125VAC(x/P160…x/P630) | 41.43 | 3250613346447 | 0.061 | KG
Hager | HXA030H | Direct rotary handle x160 | 69.58 | 3250613346454 | 163 | G
Hager | HXA031H | Extended rotary handle x160 | 122.76 | 3250613346461 | 0.306 | KG
Hager | HXA039H | Padlock (x160-P160-x250-P250-x630) | 16.5 | 3250613346478 | 16 | G
Hager | HXA051H | UVR delayed 24V DC (x160-P160-x250-P250) | 515.79 | 3250613346539 | 146 | G
Hager | HXA053H | UVR delayed 110-120VAC (x/P 160-x/P 250) | 515.79 | 3250613346553 | 145 | G
Hager | HXA054H | UVR delayed 220-240VAC (x/P 160-x/P 250) | 515.79 | 3250613346560 | 150 | G
Hager | HXA055H | UVR delayed 380-450V AC (x/P160-x/P250) | 515.79 | 3250613346577 | 149 | G
Hager | HXB030H | Direct rotary handle x250 | 82.67 | 3250613346485 | 0.165 | KG
Hager | HXB031H | Extended rotary handle x250 | 141.1 | 3250613346492 | 320 | G
Hager | HXB040H | Motor operator x250 24V DC | 763.93 | 3250613346515 | 1.5 | KG
Hager | HXB042H | Motor operator x250 230-240VAC | 802.14 | 3250613346522 | 1509 | G
Hager | HXB066H | Interlock front cover x250 | 181.25 | 3250613112929 | 0.231 | KG
Hager | HXB068H | Elec. interlock Motor A (x/P/h 250) | 63.76 | 3250613111687 | 0.07 | KG
Hager | HXB069H | Elec.interlock MotB(x/P/h250-h400..1000) | 70.04 | 3250613111694 | 0.094 | KG
Hager | HXB070H | Interlock cable 1m(P160-x/h/P250..1000) | 77.39 | 3250613112936 | 84 | G
Hager | HXB071H | Interlock cable 1.5m(P160-x/h250..1000) | 81.35 | 3250613112943 | 0.122 | KG
Hager | HXC001H | Shunt trip Release 24V DC(h250...1000) | 163.6 | 3250613369415 | 73 | G
Hager | HXC002H | Shunt trip Release 48V DC(h250...1000) | 156.46 | 3250613369422 | 0.064 | KG
Hager | HXC003H | SHT trip Release 100-120VAC(h250...1000) | 157.91 | 3250613369439 | 0.065 | KG
Hager | HXC004H | SHT trip Release 200-240VAC(h250...1000) | 165.96 | 3250613369446 | 113 | G
Hager | HXC005H | SHT trip Release 380-450VAC(h250...1000) | 171.19 | 3250613369453 | 68 | G
Hager | HXC008H | Shunt trip Release 110V DC(h250...1000) | 164.56 | 3250613111465 | 67 | G
Hager | HXC011H | Undervolt. Release 24V DC(h250...630) | 141.68 | 3250613369460 | 72 | G
Hager | HXC013H | Undervolt. Release 100-120VAC(h250..630) | 141.68 | 3250613369484 | 63 | G
Hager | HXC014H | Undervolt. Release 200-240VAC(h250..630) | 148.82 | 3250613369491 | 65 | G
Hager | HXC015H | Undervolt. Release 380-450VAC(h250..630) | 148.82 | 3250613369507 | 0.059 | KG
Hager | HXC018H | Undervolt. Release 100-120VDC(h250..630) | 141.68 | 3250613111472 | 0.076 | KG
Hager | HXC019H | Undervolt. Release 200-240VDC(h250..630) | 141.68 | 3250613111489 | 0.082 | KG
Hager | HXC021H | AX contact 1NO+1NC 230VAC(h250...1600) | 81.65 | 3250613369514 | 35 | G
Hager | HXC024H | Alarm contact 1NO+1NC 230V(h250...1600) | 97.44 | 3250613369521 | 28 | G
Hager | HXC025H | Aux low lvl 1NO+NC 125V AC(h250...1600) | 119.35 | 3250613369538 | 0.037 | KG
Hager | HXC026H | AL contact low level 1NO+NC(h250...1600) | 119.35 | 3250613369545 | 39 | G
Hager | HXC030H | Direct rotary handle H250 | 119.76 | 3250613369552 | 336 | G
Hager | HXC031H | Extended rotary handle H250 | 181.43 | 3250613369569 | 1.075 | KG
Hager | HXC039H | Padlock H250 | 26.44 | 3250613369576 | 22 | G
Hager | HXC040H | Motor operator h250 24V DC | 854.01 | 3250613369583 | 1492 | G
Hager | HXC042H | Motor operator h250 230-240VAC | 854.01 | 3250613369590 | 1510 | G
Hager | HXC051H | UVR delayed h250-h630 24V DC | 515.79 | 3250613369606 | 126 | G
Hager | HXC053H | UVR delayed 500ms h250 110-120V AC | 515.79 | 3250613369620 | 140 | G
Hager | HXC054H | UVR delayed h250-h630 220-240V AC | 515.79 | 3250613369637 | 141 | G
Hager | HXC055H | UVR delayed h250-h630 380-415V AC | 515.79 | 3250613369644 | 144 | G
Hager | HXC065H | Interlocking wire type H250 | 352.09 | 3250613369699 | 408 | G
Hager | HXC066H | Interlock front cover h250 | 569.64 | 3250613112950 | 254 | G
Hager | HXD031H | Extended rotary handle H400-H630 | 194.43 | 3250613370008 | 1960 | G
Hager | HXD039H | Padlock h400-h1000 | 27.86 | 3250613370015 | 35 | G
Hager | HXD040H | Motor operator h400-h630 24-48V DC | 1760.75 | 3250613370022 | 3780 | G
Hager | HXD042H | Motor operator H400-H630 100-240VAC | 1848.9 | 3250613370039 | 3790 | G
Hager | HXD065H | Interlocking wire type H400-H630 | 673.7 | 3250613370084 | 846 | G
Hager | HXD068H | Elec.interl Motor A h/P400-630-800-1000 | 70.18 | 3250613111700 | 99 | G
Hager | HXE011H | UVR 24VDC (h800-h1000-h1600) | 328.5 | 3250613152154 | 75 | G
Hager | HXE013H | UVR 110-120VAC (h800-h1000-h1600) | 328.5 | 3250613152161 | 70 | G
Hager | HXE014H | UVR 220-240VAC (h800-h1000-h1600) | 328.5 | 3250613152178 | 83 | G
Hager | HXE015H | UVR 380-415VAC (h800-h1000-h1600) | 328.5 | 3250613152185 | 74 | G
Hager | HXE030H | Direct rotary handle H800-H1000 | 131.84 | 3250613370268 | 1.17 | KG
Hager | HXE031H | Extended rotary handle H800-H1000 | 703.96 | 3250613370275 | 1.875 | KG
Hager | HXE040H | Motor operator h800-h1000 24-48V DC | 2280.67 | 3250613370299 | 4.005 | KG
Hager | HXE042H | Motor operator H800-H1000 100-240VAC | 2491.92 | 3250613370305 | 3995 | G
Hager | HXE051H | UVR delayed h800-h1600 3P 24VDC | 754.89 | 3250613152239 | 138 | G
Hager | HXE053H | UVR delayed h800-h1600 3P 110-120VAC | 754.89 | 3250613152246 | 144 | G
Hager | HXE054H | UVR delayed h800-h1000 3P 220-240VAC | 754.89 | 3250613152253 | 139 | G
Hager | HXE055H | UVR delayed h800-h1600 3P 380-415VAC | 707.69 | 3250613152260 | 142 | G
Hager | HXE065H | Interlocking wire type H800-H1000 | 2637.05 | 3250613370350 | 0.775 | KG
Hager | HXF031H | Extended rotary handle H1250-H1600 | 1407.92 | 3250613370459 | 2678 | G
Hager | HXF039H | Padlock H1250-H1600 | 103.98 | 3250613370466 | 0.182 | KG
Hager | HXF040H | Motor operator h1250-h1600 24V DC | 3128.69 | 3250613370473 | 7889 | G
Hager | HXF042H | Motor operator H1250-H1600 200-230VAC | 3128.69 | 3250613370480 | 7.821 | KG
Hager | HXF051H | UVR delayed h800-h1600 4P 24VDC | 754.89 | 3250613152376 | 128 | G
Hager | HXF053H | UVR delayed h800-h1600 4P 110-120VAC | 754.89 | 3250613152383 | 136 | G
Hager | HXF054H | UVR delayed h1600 4P 220-240VAC | 754.89 | 3250613152390 | 135 | G
Hager | HXF055H | UVR delayed h800-h1600 4P 380-415VAC | 707.69 | 3250613152406 | 130 | G
Hager | HXS030H | Direct rotary handle P160 | 66 | 3250613152802 | 506 | G
Hager | HXS031H | Rotary handle on door P160 | 159.5 | 3250613152819 | 920 | G
Hager | HXS032H | Direct rotary handle P160 w/. interlock. | 115.5 | 3250613152826 | 0.534 | KG
Hager | HXS120H | AX/AL Energy Counter | 228.25 | 3250613151560 | 25 | G
Hager | HXS121H | AX/AL Auxiliary Energy 250VAC 125VDC | 220 | 3250613151577 | 0.099 | KG
Hager | HXS122H | AX/AL Energy - low level 125VAC 30VDC | 220 | 3250613151584 | 101 | G
Hager | HXS888H | Key lock kit for Rotary handle(P160-250) | 68.75 | 3250613197339 | 114 | G
Hager | HXS901H | Rotary handle S1 IP55 (P160-250) | 68.75 | 3250613197254 | 0.191 | KG
Hager | HXT030H | Direct rotary handle P250 | 77 | 3250613152833 | 505 | G
Hager | HXT031H | Rotary handle on door P250 | 140.25 | 3250613152840 | 940 | G
Hager | HXT032H | Direct rotary handle P250 w/. interlock. | 110 | 3250613152857 | 0.552 | KG
Hager | HXT890H | Key lock kit for Draw-out kit P250 | 93.5 | 3250613197346 | 0.27 | KG
Hager | HXW030H | Direct rotary handle x/P630 | 74.25 | 3250613152895 | 1.18 | KG
Hager | HXW031H | Rotary grey handle on door x/P630 | 118.25 | 3250613152901 | 1.811 | KG
Hager | HXW032H | Rotary handle x/P630, direct + door lock | 74.25 | 3250613152918 | 1.292 | KG
Hager | HXW890H | Key lock kit for Draw-out kit x630/P630 | 60.5 | 3250613200947 | 0.279 | KG
Hager | HYA013H | Extended connection x160 4P collar | 48.59 | 3250613346706 | 0.115 | KG
Hager | HYA014H | Spreader x160 3P collar | 42.02 | 3250613346713 | 0.095 | KG
Hager | HYA015H | Spreader x160 4P collar | 54.98 | 3250613346720 | 130 | G
Hager | HYA019H | Interphase barrier x160 3/4P | 23.26 | 3250613346768 | 20 | G
Hager | HYA021H | Terminal cover x160 3P long | 29.07 | 3250613346775 | 130 | G
Hager | HYA022H | Terminal cover x160 4P long | 37.55 | 3250613346782 | 160 | G
Hager | HYA023H | Terminal cover x160 3P spreader | 45.29 | 3250613346799 | 242 | G
Hager | HYA024H | Terminal cover x160 4P spreader | 49.63 | 3250613346805 | 257 | G
Hager | HYA025H | Terminal cover x160 3P short | 40.97 | 3250613346812 | 0.064 | KG
Hager | HYA026H | Terminal cover x160 4P short | 43.06 | 3250613346829 | 89 | G
Hager | HYA029H | Terminal cover x160 1P long | 18.72 | 3250613347062 | 0.072 | KG
Hager | HYA030H | Terminal cover x160 2P long | 20.52 | 3250613347079 | 0.086 | KG
Hager | HYA033H | DIN Rail adaptator x160 3P/4P | 25.92 | 3250613370558 | 68 | G
Hager | HYA035H | Connecting kit 3P/4P | 25.92 | 3250613370596 | 103 | G
Hager | HYB001H | Collar terminal x250 Al/Cu 3P | 233.02 | 3250613346638 | 0.148 | KG
Hager | HYB002H | Collar terminal x250 Al/Cu 4P | 310.68 | 3250613346645 | 185 | G
Hager | HYB005H | Collar term Al 1x95-240mm²(x250/h250) 3P | 336.8 | 3250613111748 | 0.265 | KG
Hager | HYB006H | Collar term Al 1x95-240mm²(x250/h250) 4P | 448.06 | 3250613111755 | 0.34 | KG
Hager | HYB011H | Spreader (x/P250-P250) 3P | 57.75 | 3250613346744 | 185 | G
Hager | HYB012H | Spreader (x250-P250) 4P | 59.33 | 3250613346751 | 247 | G
Hager | HYB019H | Interphase barrier (x250-h250TM) 3/4P | 24.89 | 3250613346836 | 0.023 | KG
Hager | HYB021H | Terminal cover x250 3P long | 50.07 | 3250613346843 | 175 | G
Hager | HYB022H | Terminal cover x250 4P long | 66.6 | 3250613346850 | 212 | G
Hager | HYB023H | Terminal cover x250 3P spreader | 49.63 | 3250613346867 | 295 | G
Hager | HYB024H | Terminal cover x250 4P spreader | 53.95 | 3250613346874 | 360 | G
Hager | HYB025H | Terminal cover x250 3P short | 45.29 | 3250613346881 | 101 | G
Hager | HYB026H | Terminal cover x250 4P short | 49.63 | 3250613346898 | 104 | G
Hager | HYB027H | Terminal cover for collar term. x250 3P | 45.29 | 3250613152314 | 0.131 | KG
Hager | HYB028H | Terminal cover for collar term. x250 4P | 51.56 | 3250613152321 | 0.15 | KG
Hager | HYC010H | Extended connection H250 4P collar | 55.83 | 3250613369729 | 376 | G
Hager | HYC011H | Spreader H250 3P collar | 78.46 | 3250613369736 | 180 | G
Hager | HYC019H | Interphase barrier h250 3/4P | 18.1 | 3250613369750 | 0.06 | KG
Hager | HYC021H | Terminal cover H250 LSI 3P long | 64.24 | 3250613369767 | 294 | G
Hager | HYC022H | Terminal cover H250 LSI 4P long | 83.53 | 3250613369774 | 359 | G
Hager | HYC025H | Terminal cover H250 3P short | 60.99 | 3250613369781 | 0.135 | KG
Hager | HYC026H | Terminal cover H250 4P short | 79.27 | 3250613369798 | 141 | G
Hager | HYC027H | Terminal cover for collar term. h250 3P | 63.43 | 3250613152338 | 173 | G
Hager | HYC028H | Terminal cover for collar term. h250 4P | 82.46 | 3250613152345 | 0.139 | KG
Hager | HYC031H | Rear connexion H250 3P | 170 | 3250613369804 | 629 | G
Hager | HYC032H | Rear connexion H250 4P | 236.58 | 3250613369811 | 815 | G
Hager | HYD003H | Collar terminal H400-H630 Cu 3P | 529.53 | 3250613370091 | 0.63 | KG
Hager | HYD004H | Collar terminal H400-H630 Cu 4P | 677.77 | 3250613370107 | 816 | G
Hager | HYD005H | Collar term h400/h630 Al 3P 1x 95-240mm² | 284.81 | 3250613370664 | 290 | G
Hager | HYD006H | Collar term h400/h630 Al 4P 1x 95-240mm² | 388.39 | 3250613370671 | 0.404 | KG
Hager | HYD007H | Collar term h400/h630 Al 3P 2x 95-240mm² | 444.29 | 3250613370688 | 682 | G
Hager | HYD008H | Collar term h400/h630 Al 4P 2x 95-240mm² | 593.97 | 3250613370695 | 0.961 | KG
Hager | HYD010H | Extended connection H400 4P collar | 160.03 | 3250613370114 | 320 | G
Hager | HYD011H | Spreader H400-H630 3P collar | 105.63 | 3250613370138 | 250 | G
Hager | HYD012H | Spreader H400 4P collar | 160.03 | 3250613370152 | 320 | G
Hager | HYD013H | Extended connection H630 4P collar | 180.12 | 3250613370121 | 1086 | G
Hager | HYD014H | Spreader H630 3P collar | 91.78 | 3250613370145 | 805 | G
Hager | HYD015H | Spreader H630 4P collar | 120.38 | 3250613370169 | 1047 | G
Hager | HYD019H | Interphase barrier(h400...1600) 3/4P | 22.37 | 3250613370176 | 96 | G
Hager | HYD021H | Terminal cover h400-h630 3P long | 85.09 | 3250613370572 | 454 | G
Hager | HYD022H | Terminal cover h400-h630 4P long | 93.28 | 3250613370589 | 460 | G
Hager | HYD023H | Terminal cover H400-H630 3P spreader | 89.39 | 3250613370183 | 735 | G
Hager | HYD024H | Terminal cover H400-H630 4P spreader | 93.7 | 3250613370190 | 1.116 | KG
Hager | HYD025H | Terminal cover H400-H630 3P short | 82.99 | 3250613370206 | 250 | G
Hager | HYD026H | Terminal cover H400-H630 4P short | 89.39 | 3250613370213 | 245 | G
Hager | HYD027H | Terminal cover _collar term. h400-630 3P | 82.08 | 3250613152352 | 0.2 | KG
Hager | HYD028H | Terminal cover _collar term. h400-630 4P | 98.49 | 3250613152369 | 244 | G
Hager | HYD031H | Rear connection h/x/P 3P 400A | 81.5 | 3250613370220 | 862 | G
Hager | HYD034H | Rear connection h/x/P 4P 630A | 191.14 | 3250613370251 | 1499 | G
Hager | HYE021H | Terminal cover H800-H1000 3P long | 89.24 | 3250613370381 | 1070 | G
Hager | HYE022H | Terminal cover H800-H1000 4P long | 139.91 | 3250613370398 | 1.11 | KG
Hager | HYE025H | Terminal cover H800-H1000 3P short | 99.66 | 3250613370404 | 0.385 | KG
Hager | HYE026H | Terminal cover H800-H1000 4P short | 91.48 | 3250613370411 | 425 | G
Hager | HYE031H | Rear connexion H800-H1000 3P | 461.55 | 3250613370428 | 1708 | G
Hager | HYE032H | Rear connexion H800-H1000 4P | 634.52 | 3250613370435 | 2157 | G
Hager | HYE033H | Rear connexion h1000 3P | 540.23 | 3250613152277 | 2303 | G
Hager | HYE034H | Rear connexion h1000 4P | 961.12 | 3250613152284 | 3038 | G
Hager | HYG021H | Terminal cover H250 3P long TM | 50.07 | 3250613370640 | 251 | G
Hager | HYS001H | Cage term P160 Cu/Al 3P 1x 10-95mm² | 41.25 | 3250613155162 | 64 | G
Hager | HYS002H | Cage term P160 Cu/Al 4P 1x 10-95mm² | 41.25 | 3250613155179 | 78 | G
Hager | HYS005H | Cage term P160 Al 3P 1x35-120mm² | 46.75 | 3250613155186 | 179 | G
Hager | HYS006H | Cage term P160 Al 4P 1x35-120mm² | 57.75 | 3250613155193 | 230 | G
Hager | HYS013H | Straight term. extension P160 4P cage | 55 | 3250613151546 | 135 | G
Hager | HYS014H | Spread term. extension P160 3P cage | 49.5 | 3250613151553 | 105 | G
Hager | HYS015H | Spread term. extension P160 4P cage | 57.75 | 3250613155209 | 140 | G
Hager | HYS019H | Interphase barrier P160 3/4P | 12.38 | 3250613155148 | 20 | G
Hager | HYS021H | Terminal cover Straight term. P160 3P | 33 | 3250613196820 | 140 | G
Hager | HYS022H | Terminal cover Straight term. P160 4P | 38.5 | 3250613196837 | 200 | G
Hager | HYS023H | Terminal cover Spread term. P160 3P | 41.25 | 3250613196844 | 248 | G
Hager | HYS024H | Terminal cover Spread term. P160 4P | 46.75 | 3250613196851 | 290 | G
Hager | HYS025H | Terminal cover Rear & Plug-in P160 3P | 27.5 | 3250613196868 | 45 | G
Hager | HYS026H | Terminal cover Rear & Plug-in P160 4P | 33 | 3250613196875 | 85 | G
Hager | HYS033H | DIN Rail adaptator P160 3P/4P | 22 | 3250613196813 | 100 | G
Hager | HYS050H | Earth plate Straight term. P160 3P | 27.5 | 3250613196882 | 30 | G
Hager | HYS051H | Earth plate Straight term. P160 4P | 33 | 3250613196899 | 87 | G
Hager | HYS052H | Earth plate Spread term. P160 3P | 27.5 | 3250613196905 | 40 | G
Hager | HYS053H | Earth plate Spread term. P160 4P | 33 | 3250613196912 | 100 | G
Hager | HYS055H | Cage term P160 Cu/Al 3P 6x4-25mm² | 165 | 3250613155223 | 0.18 | KG
Hager | HYS056H | Cage term P160 Cu/Al 4P 6x4-25mm² | 220 | 3250613155230 | 0.243 | KG
Hager | HYS200H | Plug-in base P160 3P | 159.5 | 3250613197049 | 792 | G
Hager | HYS201H | Plug-in base P160 4P | 222.75 | 3250613197056 | 1036 | G
Hager | HYS256H | Safety trip (P160-P250) | 55 | 3250613155384 | 44 | G
Hager | HYS300H | Plug-in adaptor P160 3P (63-160A) | 96.25 | 3250613197063 | 482 | G
Hager | HYS301H | Plug-in adaptor P160 4P (63-160A) | 123.75 | 3250613197070 | 640 | G
Hager | HYS310H | Plug-in adaptor P160 3P (16-50A) | 85.25 | 3250613197087 | 0.452 | KG
Hager | HYS311H | Plug-in adaptor P160 4P (16-50A) | 104.5 | 3250613197094 | 608 | G
Hager | HYS328H | L connec. term. Plug-in P160 1P | 24.75 | 3250613155124 | 65 | G
Hager | HYT001H | Cage term P250 Cu/Al 3P 1x 10-150mm² | 41.25 | 3250613155261 | 85 | G
Hager | HYT002H | Cage term P250 Cu/Al 4P 1x 10-150mm² | 52.25 | 3250613155278 | 106 | G
Hager | HYT005H | Cage term P250 Al 3P 1x 50-185mm² | 140.25 | 3250613155285 | 315 | G
Hager | HYT006H | Cage term P250 Al 4P 1x 50-185mm² | 189.75 | 3250613155292 | 420 | G
Hager | HYT007H | Cage term P250 Cu/Al 3P 2x 35-120mm² | 170.5 | 3250613155308 | 355 | G
Hager | HYT008H | Cage term P250 Cu/Al 4P 2x 35-120mm² | 198 | 3250613155315 | 475 | G
Hager | HYT019H | Interphase barrier P250 3/4P | 11 | 3250613155407 | 0.036 | KG
Hager | HYT021H | Terminal cover Straight term. P250 3P | 35.75 | 3250613196929 | 225 | G
Hager | HYT022H | Terminal cover Straight term. P250 4P | 41.25 | 3250613196936 | 308 | G
Hager | HYT023H | Terminal cover Spread term. P250 3P | 44 | 3250613196943 | 295 | G
Hager | HYT024H | Terminal cover Spread term. P250 4P | 52.25 | 3250613196950 | 275 | G
Hager | HYT025H | Terminal cover Rear & Plug-in P250 3P | 33 | 3250613196967 | 105 | G
Hager | HYT026H | Terminal cover Rear & Plug-in P250 4P | 61.88 | 3250613196974 | 176 | G
Hager | HYT050H | Earth plate Straight term. P250 3P | 44 | 3250613196981 | 63 | G
Hager | HYT051H | Earth plate Straight term. P250 4P | 49.5 | 3250613196998 | 0.129 | KG
Hager | HYT052H | Earth plate Spread term. P250 3P | 44 | 3250613197001 | 96 | G
Hager | HYT053H | Earth plate Spread term. P250 4P | 49.5 | 3250613197018 | 108 | G
Hager | HYT065H | Cage term P250 Cu/Al 3P 6x 6-35mm² | 247.5 | 3250613155322 | 295 | G
Hager | HYT066H | Cage term P250 Cu/Al 4P 6x 6-35mm² | 330 | 3250613155339 | 409 | G
Hager | HYT200H | Plug-in base P250 3P | 231 | 3250613197100 | 961 | G
Hager | HYT201H | Plug-in base P250 4P | 308 | 3250613197117 | 1361 | G
Hager | HYT300H | Plug-in adaptor P250 3P | 104.5 | 3250613197124 | 625 | G
Hager | HYT301H | Plug-in adaptor P250 4P | 137.5 | 3250613197131 | 1010 | G
Hager | HYT328H | L connec. term. Plug-in (P250/h250) 1P | 38.5 | 3250613155131 | 124 | G
Hager | HYT330H | Draw-out base P250 3P | 192.5 | 3250613197155 | 2.96 | KG
Hager | HYT331H | Draw-out base P250 4P | 247.5 | 3250613197162 | 3338 | G
Hager | HYT332H | Draw-out adaptor P250 3P | 250.25 | 3250613197179 | 1194 | G
Hager | HYT333H | Draw-out adaptor P250 4P | 316.25 | 3250613197186 | 1387 | G
Hager | HYW001H | Cage term x630/P630 Cu/Al 3P 1x35-300mm² | 151.25 | 3250613200954 | 0.493 | KG
Hager | HYW002H | Cage term x630/P630 Cu/Al 4P 1x35-300mm² | 192.5 | 3250613200961 | 0.625 | KG
Hager | HYW007H | Cage term x630/P630 Cu/Al 3P 2x35-300mm² | 233.75 | 3250613200978 | 1.248 | KG
Hager | HYW008H | Cage term x630/P630 Cu/Al 4P 2x35-300mm² | 310.75 | 3250613200985 | 1.61 | KG
Hager | HYW010H | Straight term. ext. x630/P630 4P (400A) | 99 | 3250613200992 | 0.355 | KG
Hager | HYW011H | Spread term. extens. x630/P630 3P (400A) | 74.25 | 3250613201005 | 0.286 | KG
Hager | HYW012H | Spread term. extens. x630/P630 4P (400A) | 99 | 3250613201012 | 0.36 | KG
Hager | HYW013H | Straight term. ext. x630/P630 4P (630A) | 112.75 | 3250613201029 | 0.95 | KG
Hager | HYW014H | Spread term. extens. x630/P630 3P (630A) | 96.25 | 3250613201036 | 0.74 | KG
Hager | HYW015H | Spread term. extens. x630/P630 4P (630A) | 118.25 | 3250613201043 | 0.989 | KG
Hager | HYW019H | Interphase barrier x630/P630 3/4P | 22 | 3250613201050 | 0.09 | KG
Hager | HYW021H | Term. cover Straight term. x630/P630 3P | 71.5 | 3250613201067 | 0.547 | KG
Hager | HYW022H | Term. cover Straight term. x630/P630 4P | 77 | 3250613201074 | 0.635 | KG
Hager | HYW023H | Terminal cover Spread term. x630/P630 3P | 71.5 | 3250613201081 | 0.676 | KG
Hager | HYW024H | Terminal cover Spread term. x630/P630 4P | 77 | 3250613201098 | 0.805 | KG
Hager | HYW025H | Term. cover Rear & plug-in x630/P630 3P | 82.5 | 3250613201104 | 0.185 | KG
Hager | HYW026H | Term. cover Rear & plug-in x630/P630 4P | 110 | 3250613201111 | 0.175 | KG
Hager | HYW050H | Earth plate Straight term. P630 3P | 49.5 | 3250613138929 | 0.17 | KG
Hager | HYW051H | Earth plate Straight term. P630 4P | 63.25 | 3250613138936 | 0.15 | KG
Hager | HYW052H | Earth plate Spread term. P630 3P | 60.5 | 3250613138943 | 0.18 | KG
Hager | HYW053H | Earth plate Spread term. P630 4P | 71.5 | 3250613138950 | 0.374 | KG
Hager | HYW200H | Plug-in base x630/P630 3P | 508.75 | 3250613201142 | 4.351 | KG
Hager | HYW201H | Plug-in base x630/P630 4P | 660 | 3250613201159 | 5.42 | KG
Hager | HYW256H | Safety trip (x630/P630) | 82.5 | 3250613201166 | 41 | G
Hager | HYW300H | Plug-in adaptor x630/P630 3P | 165 | 3250613201173 | 1.525 | KG
Hager | HYW301H | Plug-in adaptor x630/P630 4P | 214.5 | 3250613201180 | 1.815 | KG
Hager | HYW328H | L connec. term. Plug-in (x630/P630) 1P | 49.5 | 3250613201210 | 0.294 | KG
Hager | HYW330H | Draw-out base x630/P630 3P | 797.5 | 3250613201227 | 9.884 | KG
Hager | HYW331H | Draw-out base 4P x630/P630 | 1058.75 | 3250613201234 | 11.274 | KG
Hager | HYW332H | Draw-out adaptor x630/P630 3P | 214.5 | 3250613201241 | 2.989 | KG
Hager | HYW333H | Draw-out adaptor x630/P630 4P | 302.5 | 3250613201258 | 3.336 | KG
Hager | HZ023 | Auxiliary contact 2x 1C+O for 125/3200A | 49.31 | 3250613360238 | 29 | G
Hager | IKL1 | LOCK & KEY (220-9208) | 44.99 | 3250616602397 | 0.04 | KG
Hager | IU2/D | 2 Module DIN Rail Box with Plain Door | 79.06 | 3250616602342 | 0.74 | KG
Hager | IU2/GD | 2 Module DIN Rail Box with Glazed Door | 95.28 | 3250616600850 | 0.74 | KG
Hager | IU3 | 3 Module DIN Rail Box | 65.92 | 3250616600867 | 0.54 | KG
Hager | IU3/D | 4 Module DIN Rail Box with Plain Door | 88.42 | 3250616602373 | 0.75 | KG
Hager | IU3/GD | 5 Module DIN Rail Box with Glazed Door | 60.21 | 3250616602380 | 0.73 | KG
Hager | IU4-16 | 63A Switched Fuse | 116.14 | 3250610412275 | 0.83 | KG
Hager | IU4/D | 4 Module DIN Rail Box with Plain door | 87.41 | 3250616600928 | 1.13 | KG
Hager | IU41 | 1 Module DIN Rail Box | 67.08 | 3250610428429 | 0.74 | KG
Hager | IU41-D | 1 Module DIN Rail Box with Door | 76.44 | 5015652600404 | 0.74 | KG
Hager | IU42 | 2 Module DIN Rail Box | 84.19 | 3250616600980 | 1.36 | KG
Hager | IU42/D | 3 Module DIN Rail Box Plain Door | 99.24 | 3250616600997 | 1.72 | KG
Hager | IU44-11 | 100A Switched Fuse | 143.7 | 3250610412268 | 1.33 | KG
Hager | IU44-11D | 4Mod Metal Unit 1x100A+100A Fuse cw Door | 154.92 | 5015652600411 | 1.33 | KG
Hager | IU44-16 | 4 Module Metal Unit 1x100A + 63A Fuse | 116.14 | 5015652600596 | 1.4 | KG
Hager | IU44-16D | 4Mod Metal Unit 1x100A +63A Fuse cw door | 125.5 | 5015652600602 | 1.33 | KG
Hager | IU44-18 | 80A Switched Fuse | 237.21 | 3250610459904 | 1.33 | KG
Hager | IU44-18D | 4Mod Metal Unit 1x100A +80A Fuse cw door | 139.43 | 5015652600428 | 1.82 | KG
Hager | IU44/GD | 5 Module DIN Rail Box with Glazed Door | 96.46 | 3250616601048 | 1.62 | KG
Hager | IU45 | 5 Module DIN Rail Box | 89.68 | 3250616601055 | 1.36 | KG
Hager | IU45-D | 5 Module DIN Rail Box with Door | 99.03 | 5015652600435 | 1.33 | KG
Hager | JAB402B | Enclosed Switch Disconnector TPSN 20A | 192.36 | 5015654759438 | 1.4 | KG
Hager | JAB403B | Enclosed Switch Disconnector TPSN 32A | 231.52 | 5015654759445 | 1.4 | KG
Hager | JAB406B | Enclosed Switch Disconnector TPSN 63A | 359.35 | 5015654759452 | 4.38 | KG
Hager | JAB410B | Enclosed Switch Disconnector TPSN 100A | 549.75 | 5015654759469 | 4.37 | KG
Hager | JAC316 | ENCLOSED SWITCH DISCONNECTOR TPN 160A | 813.17 |  | 7.7 | KG
Hager | JAC412B | Enclosed Switch Disconnector TPSN 125A | 632 | 5015654759476 | 7.7 | KG
Hager | JAC416 | ENCLOSED SWITCH DISCONNECTOR TPSN 160A | 740.65 |  | 7.7 | KG
Hager | JAE320 | ENCLOSED SWITCH DISCONNECTOR TPN 200A | 816.41 |  | 11.61 | KG
Hager | JAE325 | ENCLOSED SWITCH DISCONNECTOR TPN 250A | 1294.52 |  | 12.4 | KG
Hager | JAE420 | ENCLOSED SWITCH DISCONNECTOR TPSN 200A | 900.61 |  | 12.6 | KG
Hager | JAE425 | ENCLOSED SWITCH DISCONNECTOR TPSN 250A | 1294.52 |  | 13.5 | KG
Hager | JAG340 | ENCLOSED SWITCH DISCONNECTOR TPN 400A | 1936.04 |  | 15.3 | KG
Hager | JAG431 | ENCLOSED SWITCH DISCONNECTOR TPSN 315A | 1632.84 |  | 15.4 | KG
Hager | JAG440 | ENCLOSED SWITCH DISCONNECTOR TPSN 400A | 1936.04 |  | 15.5 | KG
Hager | JAH363 | Enclosed Switch Disconnector TPN 630A | 2040.98 |  | 34 | KG
Hager | JAH380 | Enclosed Switch Disconnector TPN 800A | 2640 |  | 40.5 | KG
Hager | JAH463 | ENCLOSED SWITCH DISCONNECTOR TPSN 630A | 2040.98 | 3250613415228 | 33.9 | KG
Hager | JAH480 | ENCLOSED SWITCH DISCONNECTOR TPSN 800A | 2676.48 |  | 40.3 | KG
Hager | JC10L | SWITCH LINKS 100A SIZE A4 (3629 9010) | 7.45 | 3250613430009 | 0.07 | KG
Hager | JC20L | SWITCH LINKS 125/200/250A B2 (3629 9016) | 8.95 | 3250613430016 | 0.07 | KG
Hager | JC40L | SWITCH LINKS 400A SIZE B3 (3629 9040) | 17.87 | 3250613430047 | 0.19 | KG
Hager | JC60L | SWITCH LINKS 63A SIZE A3 (3629 9006) | 5.37 | 3250613430054 | 0.01 | KG
Hager | JF003BP | 3 Pole Blanking Plate 250A Frame | 19.21 | 5015652263821 | 0.13 | KG
Hager | JF030CTM | CT to Meter Linking Cable 300mm | 22.54 | 5015654791995 | 0.1 | KG
Hager | JF04A | KEY OP.CYLINDER LOCK INV 250 (220-7053) | 29.06 | 3250610453803 | 0.42 | KG
Hager | JF12504SM | 6/8 Way Side Extension Encl DIN 96 x 4 | 699.46 | 5015654791759 | 17 | KG
Hager | JF130VMF | Voltage to Meter Fuse Pack | 281.89 | 5015654791964 | 0.4 | KG
Hager | JF14006SM | 12 Way Side Extension Encl DIN 96 x 6 | 656.94 | 5015654791766 | 18.5 | KG
Hager | JF150CTM | CT to Meter Linking Cable 1500mm | 26.99 | 5015654792015 | 0.1 | KG
Hager | JF15508SM | 16 Way Side Extension Encl DIN 96 x 8 | 721.31 | 5015654791773 | 20 | KG
Hager | JF17009SM | 18 Way Side Extension Encl DIN 96 x 9 | 741.92 | 5015654791780 | 22 | KG
Hager | JF296A | Allen Key set | 50.74 | 3250613461683 | 0.14 | KG
Hager | JF3004TM | 300mm Top Extension Encl DIN 96 x 4 | 325.93 | 5015654791797 | 9.5 | KG
Hager | JF300CF | 300mm Corner Filler Side Enclosure | 296.72 | 5015654791735 | 4.65 | KG
Hager | JF300CTM | CT to Meter Linking Cable 3000mm | 29.57 | 5015654792022 | 0.1 | KG
Hager | JF403MID | JF MF Meter Pack 400A MID | 831.27 | 5015652603474 | 1.65 | KG
Hager | JF406B | 400A 6 Way 125A Outgoers Plain | 1333.63 | 5015652263678 | 60 | KG
Hager | JF406BG | 400A 6 Way 125A Outgoers Glazed | 1365.71 | 5015652263685 | 55 | KG
Hager | JF408B | 400A 8 Way 125A Outgoers Plain | 1517.1 | 5015652263692 | 62 | KG
Hager | JF408B/FC | JN408B Spare Front Cover | 180.37 | 5015652268796 | 12 | KG
Hager | JF408BG | 400A 8 Way 125A Outgoers Glazed | 1553.74 | 5015652263708 | 56 | KG
Hager | JF412B | 400A 12 Way 125A Outgoers Plain | 1731.01 | 5015652263715 | 71 | KG
Hager | JF412BG | 400A 12 Way 125A Outgoers Glazed | 1773.23 | 5015652263722 | 64 | KG
Hager | JF416B | 400A 16 Way 125A Outgoers Plain | 1909.79 | 5015652263739 | 80 | KG
Hager | JF416BG | 400A 16 Way 125A Outgoers Glazed | 1952 | 5015652263746 | 72 | KG
Hager | JF418B | 400A 18 Way 125A Outgoers Plain | 2074.8 | 5015652269779 | 80 | KG
Hager | JF418BG | 400A 18 Way 125A Outgoers Glazed | 2105.75 | 5015652269786 | 72 | KG
Hager | JF443BM | 400A 3 Pole MCCB Incomer Kit | 1175.54 | 5015652263753 | 7.6 | KG
Hager | JF443BS | 400A 3 Pole Isolator Incomer Kit | 928.17 | 5015652263760 | 8 | KG
Hager | JF444BD | 400A 4 Pole Direct Connect Incomer Kit | 130.18 | 5015652263777 | 1.56 | KG
Hager | JF444BM | 400A 4 Pole MCCB Incomer Kit | 1516.55 | 5015652263784 | 5.116 | KG
Hager | JF444BS | 400A 4 Pole Isolator Incomer Kit | 1215.49 | 5015652263791 | 9.45 | KG
Hager | JF4508TM | 450mm Top Extension Encl DIN 96 x 8 | 351.44 | 5015654791803 | 13 | KG
Hager | JF450CF | 450mm Corner Filler Side Enclosure | 309.28 | 5015654791742 | 6 | KG
Hager | JF60204B | 630A 6 Way 2*250A + 4*125A Plain | 1394.3 | 5015652274605 | 62 | KG
Hager | JF60204BG | 630A 6 Way 2*250A + 4*125A Glazed | 1430.08 | 5015652274612 | 62 | KG
Hager | JF608B | 630A 8 Way 125A Outgoers Plain | 1602.28 | 5015652274582 | 62 | KG
Hager | JF608BG | 630A 8 Way 125A Outgoers Glazed | 1685.84 | 5015652274599 | 62 | KG
Hager | JF801E | Small DIN Rail Box Plain | 269.78 | 5015652264170 | 14 | KG
Hager | JF801EG | Small DIN Rail Box Glazed | 290.99 | 5015652264187 | 12.6 | KG
Hager | JF801SPD | 400 630 800A PB Surge Protection Type I | 1790.25 | 5015652606581 | 2.84 | KG
Hager | JF80204B | 800A 6 Way 2*250A + 4*125A Plain | 1394.3 | 5015652263951 | 62 | KG
Hager | JF80204BG | 800A 6 Way 2*250A + 4*125A Glazed | 1430.08 | 5015652263968 | 61 | KG
Hager | JF80206B | 800A 8 Way 2*250A + 6*125A Plain | 1744.27 | 5015652263975 | 64 | KG
Hager | JF80206B800LBS | 800A LBS 8 Way 2*250A + 6*125A Plain | 4687.59 | 5015652276012 | 74 | KG
Hager | JF80206BG | 800A 8 Way 2*250A + 6*125A Glazed | 1602.28 | 5015652263982 | 60 | KG
Hager | JF80206BG800LBS | 800A LBS 8 Way 2*250A + 6*125A Glazed | 4556.14 | 5015652276029 | 70 | KG
Hager | JF80210B | 800A 12 Way 2*250A + 10*125A Plain | 2145.37 | 5015652263937 | 77 | KG
Hager | JF80210B800LBS | 800A LBS 12 Way 2*250A + 10*125A Plain | 5058.97 | 5015652276050 | 87 | KG
Hager | JF80210BG | 800A 12 Way 2*250A + 10*125A Glazed | 1970.8 | 5015652263944 | 73 | KG
Hager | JF80210BG800LBS | 800A LBS 12 Way 2*250A + 10*125A Glazed | 4897.44 | 5015652276067 | 83 | KG
Hager | JF803E | large DIN Rail Box Plain | 328.83 | 5015652264194 | 19 | KG
Hager | JF803EG | Large DIN Rail Box Glazed | 357.49 | 5015652264200 | 17 | KG
Hager | JF803MID | JF MF Meter Pack 800A MID | 857.25 | 5015652603481 | 2.34 | KG
Hager | JF80404B | 800A 8 Way 4*250A + 4*125A Plain | 1484.06 | 5015652264033 | 64 | KG
Hager | JF80404B800LBS | 800A LBS 8 Way 4*250A + 4*125A Plain | 4446.69 | 5015652276036 | 74 | KG
Hager | JF80404BG | 800A 8 Way 4*250A + 4*125A Glazed | 1522.17 | 5015652264040 | 61 | KG
Hager | JF80404BG800LBS | 800A LBS 8 Way 4*250A + 4*125A Glazed | 4481.99 | 5015652276043 | 71 | KG
Hager | JF80408B | 800A 12 Way 4*250A + 8*125A Plain | 2486.29 | 5015652263999 | 74 | KG
Hager | JF80408B800LBS | 800A LBS 12 Way 4*250A + 8*125A Plain | 5374.66 | 5015652276074 | 84 | KG
Hager | JF80408BG | 800A 12 Way 4*250A + 8*125A Glazed | 2276.84 | 5015652264002 | 69 | KG
Hager | JF80408BG800LBS | 800A LBS 12 Way 4*250A + 8*125A Glazed | 5180.69 | 5015652276081 | 79 | KG
Hager | JF80414B | 800A 18 Way 4*250A + 14*125A Plain | 2474.28 | 5015652264019 | 90 | KG
Hager | JF80414B800LBS | 800A LBS 16 Way 4*250A + 14*125A Plain | 5363.52 | 5015652276098 | 100 | KG
Hager | JF80414BG | 800A 18 Way 4*250A + 14*125A Glazed | 2537.67 | 5015652264026 | 90 | KG
Hager | JF80414BG800LBS | 800A LBS 18 Way 4*250A + 14*125A Glazed | 5422.31 | 5015652276104 | 100 | KG
Hager | JF805DK | Small Spreader Box Door Kit | 335.38 | 5015652268826 | 7 | KG
Hager | JF805E | Small Extension Box No Door | 269.78 | 5015652264217 | 9.5 | KG
Hager | JF80612B | 800A 18 Way 6*250A + 12*125A Plain | 2578.51 | 5015652264057 | 91 | KG
Hager | JF80612B800LBS | 800A LBS 18 Way 6*250A + 12*125A Plain | 5460.06 | 5015652276111 | 101 | KG
Hager | JF80612BG | 800A 18 Way 6*250A + 12*125A Glazed | 2644.64 | 5015652264064 | 86 | KG
Hager | JF80612BG800LBS | 800A LBS 18 Way 6*250A + 12*125A Glazed | 5521.36 | 5015652276128 | 96 | KG
Hager | JF806DK | Large Extension Box Door Kit | 351.17 | 5015652268833 | 10 | KG
Hager | JF806E | Large Extension Box No Door | 371.98 | 5015652264224 | 13 | KG
Hager | JF812B | 800A 12 Way 125A Outgoers Plain | 1850.48 | 5015652263890 | 72 | KG
Hager | JF812B800LBS | 800A LBS 12 Way 125A Outgoers Plain | 4786.01 | 5015652275978 | 82 | KG
Hager | JF812BG800LBS | PANELBOARD 12 WAY 125A OUTGOERS GD | 4863.89 | 5015652275985 | 78 | KG
Hager | JF818B | 800A 18 Way 125A Outgoers Plain | 2342.44 | 5015652263913 | 89 | KG
Hager | JF818B800LBS | 800A LBS 18 Way 125A Outgoers Plain | 5241.46 | 5015652275992 | 99 | KG
Hager | JF818BG | 800A 18 Way 125A Outgoers Glazed | 2404.09 | 5015652263920 | 83 | KG
Hager | JF818BG800LBS | 800A LBS 18 Way 125A Outgoers Glazed | 5298.53 | 5015652276005 | 93 | KG
Hager | JF843BM | 400A 3 Pole MCCB Incomer Kit | 1904.93 | 5015652275374 | 8 | KG
Hager | JF844BM | 400A 4 Pole MCCB Incomer Kit | 2209.96 | 5015652275381 | 8 | KG
Hager | JF844BSW | 400A 4 Pole Isolator Incomer Kit | 1600.03 | 5015652274629 | 8 | KG
Hager | JF863BM | 630A 3 Pole MCCB Incomer Kit | 1730.94 | 5015652264071 | 8 | KG
Hager | JF864BM | 630A 4 Pole MCCB Incomer Kit | 2278.89 | 5015652264095 | 8 | KG
Hager | JF864BSW | 630A 4 Pole Isolator Incomer Kit | 1728.03 | 5015652268574 | 13 | KG
Hager | JF884BD | 800A 4 Pole Dirct Connect Incomer Kit | 233.41 | 5015652264132 | 5 | KG
Hager | JF95A | Touch-up Paint | 33.8 | 3250610453810 | 0.001 | KG
Hager | JF96BP | Blanking Plate DIN 96 | 28.63 | 5015654792039 | 0.11 | KG
Hager | JFA03 | Standard CT to RJ45 adaptor | 157.13 | 5015654793487 | 0.03 | KG
Hager | JFB202U | ENCLOSED FUSE COMBIN. SWITCH SPSN 20A | 171.62 | 3250613415846 | 5.1 | KG
Hager | JFB203U | ENCLOSED FUSE COMBIN. SWITCH SPSN 32A | 199.53 | 3250613415877 | 5.2 | KG
Hager | JFB302U | ENCLOSED FUSE COMBIN. SWITCH TPN 20A | 207.34 | 3250613415853 | 5.2 | KG
Hager | JFB303U | ENCLOSED FUSE COMBIN. SWITCH TPN 32A | 276.06 | 3250613415884 | 5.1 | KG
Hager | JFB402U | ENCLOSED FUSE COMBIN. SWITCH TPSN 20A | 283.58 | 3250613415860 | 4.6 | KG
Hager | JFB403U | ENCLOSED FUSE COMBIN. SWITCH TPSN 32A | 306.75 | 3250613415891 | 5.2 | KG
Hager | JFD206U | FUSE COMBIN. SWITCH SPSN 63A | 305.3 | 3250613415907 | 7.34 | KG
Hager | JFD306U | ENCLOSED FUSE COMBIN. SWITCH TPN 63A | 434.93 | 3250613415914 | 8.4 | KG
Hager | JFD406U | ENCLOSED FUSE COMBIN. SWITCH TPSN 63A | 580.63 | 3250613415921 | 8.5 | KG
Hager | JFE210U | ENCLOSED FUSE COMBIN. SWITCH SPSN 100A | 497.42 | 3250613415938 | 12.4 | KG
Hager | JFE310U | Enclosed Fuse combination switch TPN100A | 750.22 | 3250613415945 | 12.9 | KG
Hager | JFE410U | ENCLOSED FUSE COMBIN. SWITCH TPSN 100A | 953.63 | 3250613415952 | 13.2 | KG
Hager | JFG312U | ENCLOSED FUSE COMBIN. SWITCH TPN 125A | 808.22 | 3250613415969 | 15 | KG
Hager | JFG316U | Enclosed Fuse combin. switch TPN 160A | 1322.01 | 3250613415983 | 14.8 | KG
Hager | JFG320U | ENCLOSED FUSE COMBIN. SWITCH TPN 200A | 1334.3 | 3250613416003 | 16.1 | KG
Hager | JFG325U | ENCLOSED FUSE COMBIN. SWITCH TPN 250A | 1691.54 | 3250613416027 | 16.4 | KG
Hager | JFG412U | ENCLOSED FUSE COMBIN. SWITCH TPSN 125A | 977.64 | 3250613415976 | 15.3 | KG
Hager | JFG416U | ENCLOSED FUSE COMBIN. SWITCH TPSN 160A | 1045.66 | 3250613415990 | 15.5 | KG
Hager | JFG420U | ENCLOSED FUSE COMBIN. SWITCH TPSN 200A | 1050.3 | 3250613416010 | 17.2 | KG
Hager | JFG425U | ENCLOSED FUSE COMBIN. SWITCH TPSN 250A | 1858.78 | 3250613416034 | 17.1 | KG
Hager | JFH331U | ENCLOSED FUSE COMBIN. SWITCH TPN 315A | 2308.18 | 3250613416041 | 32.1 | KG
Hager | JFH340U | ENCLOSED FUSE COMBIN. SWITCH TPN 400A | 2549.67 | 3250613416065 | 33 | KG
Hager | JFH431U | ENCLOSED FUSE COMBIN. SWITCH TPSN 315A | 2610.4 | 3250613416058 | 33.3 | KG
Hager | JFH440U | ENCLOSED FUSE COMBIN. SWITCH TPSN 400A | 2823.84 | 3250613416072 | 33.3 | KG
Hager | JFI363U | ENCLOSED FUSE COMBIN. SWITCH TPN 630A | 4960.98 | 3250613416089 | 57.9 | KG
Hager | JFI380U | ENCLOSED FUSE COMBIN. SWITCH TPN 800A | 5145.61 | 3250613416102 | 58.9 | KG
Hager | JFI463U | ENCLOSED FUSE COMBIN. SWITCH TPSN 630A | 5345.26 | 3250613416096 | 62.1 | KG
Hager | JFI480U | ENCLOSED FUSE COMBIN. SWITCH TPSN 800A | 6333.75 | 3250613416119 | 63 | KG
Hager | JFPLATE | Spare Endplate for JF boards | 55.22 | 5015652263814 | 1.48 | KG
Hager | JFS03 | 3-Phase CT Splitter Box | 301.06 | 5015654793524 | 0.05 | KG
Hager | JFT03 | CT Output and RJ45 Lead Tester | 270.97 | 5015654793517 | 0.05 | KG
Hager | JG00S | 10A 3 Pole IP65 Isolating Switch | 40.07 | 6419410317051 | 0.446 | KG
Hager | JG01S | 16A 3 Pole IP65 Isolating Switch | 55.85 | 3250613470739 | 0.456 | KG
Hager | JG05S | 80A 3 Pole IP65 Isolating Switch | 232.13 | 3250613470777 | 0.86 | KG
Hager | JG20A | 2N/O + 2 N/C Aux.Contact 16-80A | 31.7 | 3250613470791 | 0.03 | KG
Hager | JG25BM | 63A SP&N ENCLOSED MCCB 18kA | 318.21 | 5015654747985 | 3.9 | KG
Hager | JG26BM | 63A TPN ENCLOSED MCCB 18kA (40A-50A 63A) | 445.41 | 5015654747992 | 4.5 | KG
Hager | JG27BM | 63A 4P ENCLOSED MCCB 18kA (40A-50A 63A) | 623.59 | 5015654748005 | 4.5 | KG
Hager | JG27BR | 4P 63A EARTH LEAKAGE ENCLOSED MCCB | 1465.4 | 5015654748012 | 20 | KG
Hager | JG28BM | 100 SP&N ENCLOSED MCCB 18kA | 391.46 | 5015654748029 | 3.9 | KG
Hager | JG29BM | 100 TPN ENCL MCCB 18kA (63A-80A-100A) | 547.87 | 5015654748036 | 4.5 | KG
Hager | JG30BM | 100A 4P ENCL MCCB 18kA (63A-80A-100A) | 766.98 | 5015654748043 | 4.5 | KG
Hager | JG30BR | 4P 100A EARTH LEAKAGE ENCLOSED MCCB | 1802.46 | 5015654748081 | 8 | KG
Hager | JG31BM | 125 SPN ENCLOSED MCCB 18kA | 481.34 | 5015654748050 | 3.9 | KG
Hager | JG32BM | 125 TPN ENCL MCCB 18kA (80A-100-125A) | 690.39 | 5015654748067 | 4.5 | KG
Hager | JG33BM | 125A 4P ENCL MCCB 18kA (80A-100-125A) | 943.42 | 5015654748074 | 4.5 | KG
Hager | JG34BS | 125A TPN NON-AUTO MCCB | 552.25 | 5015654748098 | 4.5 | KG
Hager | JG35BS | 125A 4P ENCLOSED NON-AUTO MCCB | 754.7 | 5015654748104 | 4.5 | KG
Hager | JG36BM | 160A 3-Pole Encl MCCB 25kA (Adjustable) | 849.17 | 5015654748111 | 10.3 | KG
Hager | JG37BM | 160A 4-Pole Encl MCCB 25kA (Adjustable) | 1160.41 | 5015654748128 | 10.3 | KG
Hager | JG37BR | 160A 4-Pole Encl MCCB 25kA, RCCB Add On | 2088.72 | 5015654748135 | 11.5 | KG
Hager | JG38BR | 200A 4-Pole Encl MCCB 25kA, RCCB Add On | 2260.53 | 5015654748166 | 11.5 | KG
Hager | JG40BM | 250A 3-Pole Encl MCCB 25kA (Adjustable) | 1102.82 | 5015654748142 | 10.3 | KG
Hager | JG41BM | 250A 4-Pole Encl MCCB 25kA (Adjustable) | 1507.02 | 5015654748159 | 10.3 | KG
Hager | JG425DC | 16A 500V DC-21B IP65 Isolator switch | 103.65 | 5015654755027 | 0.456 | KG
Hager | JG42BS | 250A 3-Pole Enclosed Non-Auto MCCB, 25kA | 937.4 | 5015654748173 | 10.3 | KG
Hager | JG43BS | 250A 4-Pole Enclosed Non-Auto MCCB, 25kA | 1280.94 | 5015654748180 | 10.3 | KG
Hager | JG440DC | 20A 500V DC-21B IP65 Isolator switch | 126.44 | 5015654755034 | 0.456 | KG
Hager | JG44BM | 400A 3-Pole Encl MCCB 50kA (Adjustable) | 1575.46 | 5015654748197 | 22.9 | KG
Hager | JG45BM | 400A 4-Pole Encl MCCB 50kA (Adjustable) | 2152.88 | 5015654748203 | 24.2 | KG
Hager | JG46BS | 400A 3-Pole Enclosed Non-Auto MCCB, 50kA | 1339.13 | 5015654748227 | 22.9 | KG
Hager | JG47BS | 400A 4-Pole Enclosed Non-Auto MCCB, 50kA | 1829.94 | 5015654748234 | 24.2 | KG
Hager | JG48BM | 630A 3-Pole Encl MCCB 50kA (Adjustable) | 2864.45 | 5015654748241 | 30.6 | KG
Hager | JG49BM | 630A 4-Pole Encl MCCB 50kA (Adjustable) | 3914.32 | 5015654748258 | 33.1 | KG
Hager | JG50BS | 630A 3-Pole Enclosed Non-Auto MCCB, 50kA | 2778.54 | 5015654748265 | 30.6 | KG
Hager | JG51BS | 630A 4-Pole Enclosed Non-Auto MCCB, 50kA | 3522.9 | 5015654748272 | 33.1 | KG
Hager | JHF80206B | 800A 8 Way 2*250A + 6*125A Plain | 3616.8 | 5015654754891 | 91 | KG
Hager | JHF80206BG | 800A 8 Way 2*250A + 6*125A Glazed | 3511.46 | 5015654754907 | 86 | KG
Hager | JHF80210B | 800A 12 Way 2*250A + 10*125A Plain | 3821.46 | 5015654754938 | 100 | KG
Hager | JHF80210BG | 800A 12 Way 2*250A + 10*125A Glazed | 3821.46 | 5015654754945 | 94 | KG
Hager | JHF80404B | 800A 8 Way 4*250A + 4*125A Plain | 3470.66 | 5015654754914 | 92 | KG
Hager | JHF80404BG | 800A 8 Way 4*250A + 4*125A Glazed | 3470.66 | 5015654754921 | 86 | KG
Hager | JHF80408B | 800A 12 Way 4*250A + 8*125A Plain | 3928.79 | 5015654754952 | 101 | KG
Hager | JHF80408BG | 800A 12 Way 4*250A + 8*125A Glazed | 3928.79 | 5015654754969 | 95 | KG
Hager | JHF80414B | 800A 18 Way 4*250A + 14*125A Plain | 4327.4 | 5015654754976 | 113 | KG
Hager | JHF80414BG | 800A 18 Way 4*250A + 14*125A Glazed | 4327.4 | 5015654754983 | 106 | KG
Hager | JHF80612B | 800A 18 Way 6*250A + 12*125A Plain | 4531.84 | 5015654754990 | 114 | KG
Hager | JHF80612BG | 800A 18 Way 6*250A + 12*125A Glazed | 4531.84 | 5015654794477 | 107 | KG
Hager | JHF812B | 800A 12 Way 125A Plain | 4033.78 | 5015654754853 | 99 | KG
Hager | JHF812BG | 800A 12 Way 125A Glazed | 4033.78 | 5015654754860 | 93 | KG
Hager | JHF818B | 800A 18 Way 125A Plain | 4674.18 | 5015654754877 | 111 | KG
Hager | JHF818BG | 800A 18 Way 125A Glazed | 4674.18 | 5015654754884 | 105 | KG
Hager | JHF883BM | 800A 3 Pole MCCB Incomer Kit | 2425.14 | 5015654754839 | 32 | KG
Hager | JHF884BM | 800A 4 Pole MCCB Incomer Kit | 2829.3 | 5015654754846 | 38 | KG
Hager | JK008 | 8 Mod DIN Rail Box Plain | 134.16 | 3250610433324 | 3 | KG
Hager | JK012 | 12 Mod DIN Rail Box Plain | 152.56 | 3250610433348 | 3.5 | KG
Hager | JK016 | 16 Mod DIN Rail Box Plain | 167.78 | 3250610433362 | 4.2 | KG
Hager | JK01DC | JK Door Document Clip (Pack of 10) | 16.66 | 5015654756291 | 0.5 | KG
Hager | JK022 | 22 Mod DIN Rail Box Plain | 194.08 | 3250610433386 | 4.485 | KG
Hager | JK024 | 24 Mod DIN Rail Box Plain | 202.99 | 3250610433409 | 5.94 | KG
Hager | JK02B | 1.5 Module Busbar Blank | 6.69 | 5015652600886 | 0.015 | KG
Hager | JK030BEB | Earth Bar Hi Int, 2 x 15 Connections | 73.46 | 5015652271673 | 0.4 | KG
Hager | JK032 | 32 Mod DIN Rail Box Plain | 223.45 | 3250610433423 | 7.4 | KG
Hager | JK044 | 44 Mod DIN Rail Box Plain | 295.37 | 3250610433447 | 8.6 | KG
Hager | JK04TC | Trunking Channel 4" | 90.35 | 5015654758684 | 0.5 | KG
Hager | JK04TE | Endcap for Trunking Kit 4" | 42.71 | 5015654758615 | 0.5 | KG
Hager | JK04TJ | Joining Bracket for Trunking Kit 4" | 44.31 | 5015654758639 | 0.5 | KG
Hager | JK04TK | Trunking Kit for TPN 4" | 92.1 | 5015654758158 | 1.5 | KG
Hager | JK04TL | Trunking Lid 4" | 26.31 | 5015654758653 | 0.5 | KG
Hager | JK04TP | Lid Joining Bracket 4" | 16.53 | 5015654758677 | 0.5 | KG
Hager | JK066 | 66 Mod DIN Rail Box Plain | 424.89 | 3250610433461 | 12.22 | KG
Hager | JK06TC | Trunking Channel 6" | 98.19 | 5015654758691 | 0.5 | KG
Hager | JK06TE | Endcap for Trunking Kit 6" | 45.14 | 5015654758622 | 0.5 | KG
Hager | JK06TJ | Joining Bracket for Trunking Kit 6" | 46.8 | 5015654758646 | 0.5 | KG
Hager | JK06TK | Trunking Kit for TPN 6" | 129.63 | 5015654758165 | 2 | KG
Hager | JK06TL | Trunking Lid 6" | 28.14 | 5015654758660 | 0.5 | KG
Hager | JK06TP | Lid Joining Bracket 6" | 16.99 | 5015654758707 | 0.5 | KG
Hager | JK1/2COVERFIXSET | JK Cover Fixings Set | 31.57 | 5015652262404 | 0.3 | KG
Hager | JK1/2TOPSHROUD | JK Busbar Stack Top Shroud | 19.74 | 5015652251408 | 0.1 | KG
Hager | JK1/INCOMSHROUD | JK1 Main Incomer Shroud | 29.98 | 5015652251415 | 0.1 | KG
Hager | JK1/NEUTRALSHROUD | JK Neutral Clear Shroud | 6 | 5015652253679 | 0.1 | KG
Hager | JK100HK | JK1 Horizontal Mechanical Connecting Kit | 44.43 | 5015652251439 | 1 | KG
Hager | JK100TAP | JK 100A Top Tap Off Kit | 65.05 | 5015652256571 | 0.117 | KG
Hager | JK101DK | JK1 Small Extension Box Cover & Door Kit | 207.28 | 5015652256588 | 2.2 | KG
Hager | JK101SE | JK1 Small Cable Spreader Box | 130.04 | 5015654758172 | 3.5 | KG
Hager | JK101SPD | 125A Surge Protection Kit Type I/II | 646.8 | 5015652606475 | 0.92 | KG
Hager | JK102DK | JK1 Large Extension Box Cover & Door Kit | 227.01 | 5015652256595 | 2.5 | KG
Hager | JK102LE | JK1 Large Cable Spreader Box | 175.32 | 5015652251477 | 4.8 | KG
Hager | JK102SPD | 125A Surge Protection Kit Type II | 415.8 | 5015652606482 | 0.64 | KG
Hager | JK104 | 100A 4 Way A Board | 101.84 | 3250610433102 | 3.2 | KG
Hager | JK104BA3 | 125A 4 Way TPN Board Plain A3 | 234.98 | 3250613412692 | 8.1 | KG
Hager | JK104BA3-DK | 125A 4 Way TPN Plain Spare Door Kit A3 | 153.71 | 5015652600893 | 2.4 | KG
Hager | JK104BD | 125A 4 Way IP65 Metal TPN Board Plain | 578.54 | 5015652251484 | 33.1 | KG
Hager | JK104BDFA3 | 32 Module Side DIN box AMD 3 | 243.05 | 5015652601395 | 8 | KG
Hager | JK104BDFG | JK104 32 Module Side DIN box Glazed | 231.48 | 5015652257974 | 8.8 | KG
Hager | JK104BF | 125A 4 Way IP65 GRP TPN Board Plain | 604.81 | 5015652251507 | 24.9 | KG
Hager | JK104BGSD | 125A 4 Way TPN Board c/w SD | 360.57 | 5015652607724 | 9.3 | KG
Hager | JK104BGSPD | 125A 4 Way TPN Board c/w SD & SPD | 930.35 | 5015652603399 | 9.56 | KG
Hager | JK104BPA | 125A 4 Way TPN Pan Assembly | 168.11 | 5015654747817 | 2.5 | KG
Hager | JK104BSF | JK104 Full width Side Ext Box Plain | 180.24 | 5015652251514 | 0.1 | KG
Hager | JK104BSH | JK1 Half Width Side Ext Box Plain | 159.32 | 5015652251538 | 0.1 | KG
Hager | JK106 | 100A 6 Way A Board | 109.52 | 3250610433119 | 3.2 | KG
Hager | JK10634C | 63A 4 Pole JK1 Contactor Incomer Kit | 1398.58 | 5015652250241 | 0.1 | KG
Hager | JK106B | 125A 6 Way TPN Board Plain | 242.81 | 5015652250258 | 9.6 | KG
Hager | JK106BA3 | 125A 6 Way TPN Board Plain A3 | 263.37 | 3250613412708 | 8.9 | KG
Hager | JK106BA3-DK | 125A 6 Way TPN Plain Spare Door Kit A3 | 156.68 | 5015652600909 | 2.7 | KG
Hager | JK106BD | 125A IP65 Metal TPN Board 6 Way PD | 630.83 | 5015652251552 | 33.1 | KG
Hager | JK106BDFA3 | 32 Module Side DIN box AMD 3 | 265.3 | 5015652601401 | 8.8 | KG
Hager | JK106BDFG | JK106 32 Module Side DIN Box Glazed | 252.69 | 5015652257981 | 9.6 | KG
Hager | JK106BGSD | 125A 6 Way TPN Board c/w SD | 385.81 | 5015652607731 | 10.1 | KG
Hager | JK106BGSPD | 125A 6 Way TPN Board c/w SD & SPD | 954.85 | 5015652603405 | 10.35 | KG
Hager | JK106BPA | 125A 6 Way TPN Pan Assembly | 176.84 | 5015654747824 | 2.5 | KG
Hager | JK106BSF | JK106 Full Width Side Extension Box | 183.84 | 5015652251583 | 0.1 | KG
Hager | JK106BSH | JK106 Half Width Side Extension Box | 163.6 | 5015652251606 | 0.1 | KG
Hager | JK107DL | 8 Input Data Logger TCP/IP Output | 1615.56 | 5015652251613 | 0.1 | KG
Hager | JK108BA3 | 125A 8 Way TPN Board Plain A3 | 296.39 | 3250613412715 | 9.8 | KG
Hager | JK108BA3-DK | 125A 8 Way TPN Plain Spare Door Kit A3 | 174.19 | 5015652600916 | 2.9 | KG
Hager | JK108BD | 125A 8 Way IP65 Metal TPN Board | 770.83 | 5015652251620 | 34 | KG
Hager | JK108BDFA3 | 48 Module Side DIN Box AMD 3 | 285.61 | 5015652601418 | 9.7 | KG
Hager | JK108BDFG | JK108 48 Module Side DIN Box Glazed | 272 | 5015652257998 | 10.5 | KG
Hager | JK108BF | 125A 8 Way IP65 GRP TPN Board | 787.14 | 5015652251644 | 25.4 | KG
Hager | JK108BGSD | 125A 8 Way TPN Board c/w SD | 417.26 | 5015652607748 | 11 | KG
Hager | JK108BGSPD | 125A 8 Way TPN Board c/w SD & SPD | 985.38 | 5015652603412 | 11.45 | KG
Hager | JK108BPA | 125A 8 Way TPN Pan Assembly | 185.59 | 5015654747831 | 2.5 | KG
Hager | JK108BSF | JK108 Full Width Side Extension Box | 211.5 | 5015652251651 | 0.1 | KG
Hager | JK108BSH | JK108 Half Width Side Extension Box | 186.42 | 5015652251675 | 1 | KG
Hager | JK108FK | JK108 TPN Flush Frame Kit | 133.04 | 5015652606642 | 2.2 | KG
Hager | JK110 | 100A 10 Way A Board | 121.73 | 3250610433126 | 4 | KG
Hager | JK11003S/LS | JK1 Switch Incomer Kit Links and Shroud | 39.52 | 5015652256878 | 0.42 | KG
Hager | JK11004C | 100A 4 Pole Contactor Incomer Kit | 1686.32 | 5015652250302 | 19.9 | KG
Hager | JK11004RL | 100A 300mA 4 Pole RCCB Incomer Kit | 298.21 | 5015652251699 | 0.77 | KG
Hager | JK11004RLD | 100A 300mA 4 Pole Time Delay RCCB Kit | 467.39 | 5015652251705 | 0.77 | KG
Hager | JK11004RMD | 100A 100mA 4 Pole Time Delay RCCB Kit | 465.47 | 5015652251729 | 0.77 | KG
Hager | JK1100ATS | 100A Enclosed Automatic Transfer Switch | 4573.8 | 5015652604549 | 10.8 | KG
Hager | JK11254CO | 125A 4 pole Changeover Incomer Kit | 981.6 | 5015652251736 | 8.65 | KG
Hager | JK11254D | 125A Direct Connect Incomer Kit | 84.3 | 5015652251743 | 1 | KG
Hager | JK11254S | 125A 4 Pole JK1 Switch Incomer Kit | 170.11 | 5015652250333 | 1 | KG
Hager | JK1125ATS | 125A Enclosed Automatic Transfer Switch | 5082 | 5015652604556 | 10.8 | KG
Hager | JK112BA3 | 125A 12 Way TPN Board Plain A3 | 353.74 | 3250613412722 | 12.9 | KG
Hager | JK112BA3-DK | 125A 12 Way TPN Plain Spare Door Kit A3 | 197.3 | 5015652600923 | 3.1 | KG
Hager | JK112BD | 125A 12 Way IP65 Metal TPN Board | 960.93 | 5015652251750 | 29 | KG
Hager | JK112BDFA3 | 64 Module Side DIN Box AMD 3 | 336.38 | 5015652601425 | 12.6 | KG
Hager | JK112BDFG | JK112 64 Module Side DIN Rail Box Glazed | 320.36 | 5015652258001 | 14 | KG
Hager | JK112BF | 125A 12 Way IP65 GRP TPN Board | 980.92 | 5015652251774 | 36 | KG
Hager | JK112BGSD | 125A 12 Way TPN Board c/w SD | 471.87 | 5015652607755 | 14.5 | KG
Hager | JK112BGSPD | 125A 12 Way TPN Board c/w SD & SPD | 1038.43 | 5015652603429 | 14.79 | KG
Hager | JK112BPA | 125A 12 Way TPN Pan Assembly | 242.4 | 5015654747848 | 2.5 | KG
Hager | JK112BSF | JK112 Full Width Side Extension Box | 249.37 | 5015652251781 | 0.1 | KG
Hager | JK112BSH | JK112 Half Width Side Extension Box | 218.11 | 5015652251804 | 0.1 | KG
Hager | JK112FK | JK112 TPN Flush Frame Kit | 144.71 | 5015652606659 | 2.6 | KG
Hager | JK114A | JK A Board 1 Row Plain Door | 310 | 5015654756604 | 5.2 | KG
Hager | JK114AG | JK A Board 1 Row Glazed Door | 324.04 | 5015654756611 | 5.2 | KG
Hager | JK116BA3 | 125A 16 Way TPN Board Plain A3 | 493.01 | 3250613412739 | 16.3 | KG
Hager | JK116BA3-DK | 125A 16 Way TPN Plain Spare Door Kit A3 | 208.91 | 5015652600930 | 3.3 | KG
Hager | JK116BD | 125A 16 Way IP65 Metal TPN Board | 1257.88 | 5015652251811 | 20 | KG
Hager | JK116BDFA3 | 80 Module Side DIN Box AMD 3 | 388.1 | 5015652601432 | 16.2 | KG
Hager | JK116BDFG | JK116 80 Module Side DIN Box Glazed | 359.04 | 5015652258018 | 17.5 | KG
Hager | JK116BF | 125A 16 Way IP65 GRP TPN Board | 1284.8 | 5015652251835 | 40 | KG
Hager | JK116BGSD | 125A 16 Way TPN Board c/w SD | 604.53 | 5015652607762 | 18 | KG
Hager | JK116BGSPD | 125A 16 Way TPN Board c/w SD & SPD | 1167.21 | 5015652603436 | 18.6 | KG
Hager | JK116BPA | 125A 16 Way TPN Pan Assembly | 286.13 | 5015654747855 | 2.5 | KG
Hager | JK116BSF | JK116 Full Width Side Extension Box | 350.02 | 5015652251842 | 0.1 | KG
Hager | JK116BSH | JK116 Half Width Side Extension Box | 266.7 | 5015652251866 | 1 | KG
Hager | JK116E | JK1 16 Module DIN Rail Box Plain | 165.92 | 5015652252672 | 5.8 | KG
Hager | JK116EA3 | 125A 16 Module DIN Rail Box PlainA3 | 192.77 | 3250613412746 | 5.2 | KG
Hager | JK116EA3-DK | 125A 16 Mod DIN Plain Spare Door Kit A3 | 118.99 | 5015652600947 | 1.5 | KG
Hager | JK116FK | JK116 TPN Flush Frame Kit | 154.05 | 5015652606666 | 2.8 | KG
Hager | JK118B | 125A 18 Way TPN Board Plain | 493.13 | 5015652276814 | 18.5 | KG
Hager | JK118BA3 | 125A 18 Way TPN Board Plain A3 | 520.79 | 3250613412753 | 17.3 | KG
Hager | JK118BA3-DK | 125A 18 Way TPN Plain Spare Door Kit A3 | 219.22 | 5015652600954 | 3.5 | KG
Hager | JK118BGSD | 125A 18 Way TPN Board c/w SD | 635.73 | 5015652607779 | 19 | KG
Hager | JK118BGSPD | 125A 18 Way TPN Board c/w SD & SPD | 1197.51 | 5015652603443 | 19.6 | KG
Hager | JK118BPA | 125A 18 Way TPN Pan Assembly | 338.41 | 5015654747862 | 3 | KG
Hager | JK118FK | JK118 TPN Flush Frame Kit | 157.55 | 5015652606673 | 3.2 | KG
Hager | JK124B | 125A 24 Way TPN Board Plain | 595.9 | 5015652276838 | 20 | KG
Hager | JK124BA3 | 125A 24 Way TPN Board Plain A3 | 622.41 | 3250613412760 | 18.9 | KG
Hager | JK124BA3-DK | 125A 24 Way TPN Plain Spare Door Kit A3 | 258.11 | 5015652600961 | 3.7 | KG
Hager | JK124BGSD | 125A 24 Way TPN Board c/w SD | 727.75 | 5015652607786 | 20.5 | KG
Hager | JK124BGSPD | 125A 24 Way TPN Board c/w SD & SPD | 1286.84 | 5015652603450 | 21 | KG
Hager | JK124BPA | 125A 24 Way TPN Pan Assembly | 377.73 | 5015654747879 | 2.5 | KG
Hager | JK124FK | JK124 TPN Flush Frame Kit | 161.04 | 5015652606680 | 4 | KG
Hager | JK128 | 100A 28 Way A Board | 282.42 | 3250610433157 | 7.4 | KG
Hager | JK129A | JK A Board 2 Row Plain Door | 512.65 | 5015654756628 | 9.8 | KG
Hager | JK129AG | JK A Board 2 Row Glazed Door | 523.16 | 5015654756635 | 9.8 | KG
Hager | JK132E | JK1 32 Module DIN Rail Box Plain | 223.12 | 5015652252634 | 8.1 | KG
Hager | JK132EA3 | 32 Module DIN Rail Ext Box AMD 3 | 258.81 | 5015654795641 | 7.8 | KG
Hager | JK132EA3-DK | 125A 32 Mod DIN Plain Spare Door Kit A3 | 133.86 | 5015652600978 | 1.7 | KG
Hager | JK132EG | JK1 32 Module DIN Rail Box Glazed | 223.12 | 5015652252641 | 8.1 | KG
Hager | JK140ATS | 40A Enclosed Automatic Transfer Switch | 3938.55 | 5015652604563 | 10.8 | KG
Hager | JK140MID | JK MF Meter Pack 125A MID | 766.24 | 5015652603498 | 1.1 | KG
Hager | JK163ATS | 63A Enclosed Automatic Transfer Switch | 4192.65 | 5015652604570 | 10.8 | KG
Hager | JK180ATS | 80A Enclosed Automatic Transfer Switch | 4319.7 | 5015652604587 | 10.8 | KG
Hager | JK1KIT3 | JK 100/125A 3P Neutral set | 15.05 | 5015654740016 | 0.065 | KG
Hager | JK1KIT4 | JK 100/125A 4P Neutral set | 41.27 | 5015654740023 | 0.065 | KG
Hager | JK1PLATEB | JK1 Spare Brass Gland Plate 2mm | 49.02 | 5015652251941 | 1 | KG
Hager | JK1PLATEC | JK1 Spare Gland Plate + Entry 1.2mm | 34.72 | 5015652251958 | 0.1 | KG
Hager | JK1PLATEM | JK1 Spare Gland Plate 1.2mm | 34.72 | 5015652251965 | 0.6 | KG
Hager | JK1SPKIT | JK1 Single Phase Kit | 54.29 | 5015652603467 | 0.032 | KG
Hager | JK2/3P/MAINTSHIELD | I63 MK2 MAIN T SHIELD 3P MODULE | 20.17 | 3250610444146 | 0.3 | KG
Hager | JK2/INCOMSHROUD | JK2 Incomer Shroud | 29.66 | 5015652251972 | 0.1 | KG
Hager | JK201BSH | JK2 SMALL EXTN BOX PLAIN COVER 1/2 WIDTH | 144.4 | 5015652252016 | 1 | KG
Hager | JK201PDF | SMALL SIDE EXTN BOX-DIN COVER-F/WIDTH | 248.51 | 3250610434208 | 6.53 | KG
Hager | JK201PSF | SMALL SIDE EXTN BOX-PLAIN COVER-F/WIDTH | 204.2 | 3250610434222 | 0.001 | KG
Hager | JK201SE | JK2 Small Extension Box | 126.32 | 5015652252023 | 1 | KG
Hager | JK201SPD | 250A Surge Protection Kit Type I | 796.95 | 5015652606505 | 1.91 | KG
Hager | JK20210B | 250A 2+10 Way Hybrid TPN Board Plain | 470.19 | 5015652600473 | 22.1 | KG
Hager | JK20210BG | 250A 2+10 Way Hybrid TPN Board Glazed | 470.19 | 5015652600480 | 22.1 | KG
Hager | JK20210BGSD | 250A 2+10 Way Hybrid TPN c/w SD Glazed | 921.83 | 5015652601210 | 22.8 | KG
Hager | JK20210BSD | 250A 2+10 Way Hybrid TPN c/w SD Plain | 921.83 | 5015652601227 | 22.8 | KG
Hager | JK20216B | 250A 2+16 Way Hybrid TPN Board Plain | 652.61 | 5015652600497 | 25.1 | KG
Hager | JK20216BG | 250A 2+16 Way Hybrid TPN Board Glazed | 652.61 | 5015652600503 | 25.1 | KG
Hager | JK20216BGSD | 250A 2+16 Way Hybrid TPN c/w SD Glazed | 1103.44 | 5015652601234 | 25.7 | KG
Hager | JK20216BSD | 250A 2+16 Way Hybrid TPN c/w SD Plain | 1103.44 | 5015652601241 | 25.7 | KG
Hager | JK20220B | 250A 2+20 Way Hybrid TPN Board Plain | 946.61 | 5015652600510 | 25.1 | KG
Hager | JK20220BG | 250A 2+20 Way Hybrid TPN Board Glazed | 946.61 | 5015652600527 | 25.1 | KG
Hager | JK20220BGSD | 250A 2+20 Way Hybrid TPN c/w SD Glazed | 1397.43 | 5015652601258 | 18 | KG
Hager | JK20220BSD | 250A 2+20 Way Hybrid TPN c/w SD Plain | 1397.43 | 5015652601265 | 25.7 | KG
Hager | JK202LE | JK2 large Extension Box | 170.36 | 5015652252047 | 10 | KG
Hager | JK202SPD | 250A Surge Protection Kit Type II | 485.1 | 5015652606512 | 0.55 | KG
Hager | JK208B | 250A 8 Way TPN Board Plain | 308.95 | 5015652250388 | 14 | KG
Hager | JK208BA3 | 250A 8 Way TPN Board Plain A3 | 332.82 | 3250613412777 | 12.9 | KG
Hager | JK208BA3-DK | 250A 8 Way TPN Plain Spare Door Kit A3 | 208.91 | 5015652600985 | 3.2 | KG
Hager | JK208BDFA3 | 80 Module Side DIN Box AMD 3 | 414.73 | 5015652601449 | 12.8 | KG
Hager | JK208BDFG | JK208 80 Module Side DIN Box Glazed | 384.29 | 5015652258025 | 14 | KG
Hager | JK208BG | 250A 8 Way TPN Board Glazed | 316.98 | 5015652250395 | 14 | KG
Hager | JK208BSF | JK208 Full Width Side Ext Box Plain | 243.19 | 5015652252092 | 0.1 | KG
Hager | JK208BSH | JK208 Half Width Side Ext Box Glazed | 186.42 | 5015652252115 | 0.1 | KG
Hager | JK21003S | 100A 3 Pole JK2 Switch Incomer Kit | 72.79 | 5015652256984 | 0.1 | KG
Hager | JK21004S | 100A 4 Pole JK2 Switch Incomer Kit | 107.28 | 5015652256991 | 0.1 | KG
Hager | JK21253M | 125A 3 Pole JK2 MCCB Incomer Kit | 430.71 | 5015652250418 | 8 | KG
Hager | JK21253S | 125A 3 Pole JK2 Switch Incomer Kit | 186.22 | 5015652257080 | 0.9 | KG
Hager | JK21254M | 125A 4 Pole JK2 MCCB Incomer Kit | 482.07 | 5015652250425 | 3.7 | KG
Hager | JK212B | 250A 12 Way TPN Board Plain | 358.13 | 5015652250432 | 17.5 | KG
Hager | JK212BA3 | 250A 12 Way TPN Board Plain A3 | 385 | 3250613412784 | 16.3 | KG
Hager | JK212BA3-DK | 250A 12 Way TPN Plain Spare Door Kit A3 | 219.22 | 5015652600992 | 3.5 | KG
Hager | JK212BDFA3 | 80 Module Side DIN Box AMD 3 | 437.99 | 5015652601456 | 16.2 | KG
Hager | JK212BDFG | JK212 80 Module Side DIN Box Glazed | 417.12 | 5015652258032 | 17.5 | KG
Hager | JK212BG | 250A 12 Way TPN Board Glazed | 366.68 | 5015652250449 | 17.5 | KG
Hager | JK212BSF | JK212 Full Width Side Ext Box Plain | 249.37 | 5015652252153 | 0.1 | KG
Hager | JK212BSH | JK212 Half Width Side Ext Box Glazed | 218.11 | 5015652252177 | 0.1 | KG
Hager | JK21604C | 160A 4 Pole Contactor Incomer Kit | 1719 | 5015652250524 | 9 | KG
Hager | JK216B | 250A 16 Way TPN Board Plain | 513.06 | 5015652250456 | 22.1 | KG
Hager | JK216BA3 | 250A 16 Way TPN Board Plain A3 | 537.24 | 3250613412791 | 20.7 | KG
Hager | JK216BA3-DK | 250A 16 Way TPN Plain Spare Door Kit A3 | 258.11 | 5015652601005 | 3.7 | KG
Hager | JK216BDFA3 | 96 Module Side DIN Box AMD 3 | 468.54 | 5015652601463 | 20.6 | KG
Hager | JK216BDFG | JK216 96 Module Side DIN Box Glazed | 446.24 | 5015652258049 | 22.1 | KG
Hager | JK216BG | 250A 16 Way TPN Board Glazed | 521.59 | 5015652250463 | 22.1 | KG
Hager | JK216BSF | JK216 Full Width Side Ext Box Plain | 350.02 | 5015652252214 | 0.1 | KG
Hager | JK216BSH | JK216 Half Width Side Ext Box Glazed | 266.7 | 5015652252238 | 1 | KG
Hager | JK216E | JK2 16 Module DIN Rail Box Plain | 165.92 | 5015652252696 | 6.4 | KG
Hager | JK216EA3 | 250A 16 Module DIN Rail Box Plain A3 | 219.63 | 3250613412807 | 6 | KG
Hager | JK216EA3-DK | 250A 16 Mod DIN Plain Spare Door Kit A3 | 118.99 | 5015652601012 | 1.5 | KG
Hager | JK216EG | JK2 16 Module DIN Rail Box Glazed | 165.92 | 5015652252702 | 6.4 | KG
Hager | JK218B | 250A 18 Way TPN Board Plain | 596.93 | 5015652250470 | 25.1 | KG
Hager | JK218BA3 | 250A 18 Way TPN Board Plain A3 | 623.89 | 3250613412814 | 23.6 | KG
Hager | JK218BA3-DK | 250A 18 Way TPN Plain Spare Door Kit A3 | 262.78 | 5015652601029 | 3.9 | KG
Hager | JK218BDFA3 | 112 Module Side DIN Box AMD 3 | 494.54 | 5015652601470 | 23.5 | KG
Hager | JK218BDFG | JK218 112 Module Side DIN Box Glazed | 494.54 | 5015652258056 | 25.1 | KG
Hager | JK218BG | 250A 18 Way TPN Board Glazed | 605.73 | 5015652250487 | 25.1 | KG
Hager | JK218BSF | JK218 Full Width Side Ext Box Plain | 418.28 | 5015652252252 | 6 | KG
Hager | JK218BSH | JK218 Half Width Side Ext Box Glazed | 296.69 | 5015652252276 | 0.1 | KG
Hager | JK222A | KEYLOCK | 29.24 | 3250610425077 | 0.05 | KG
Hager | JK222PKK | JK222PK Spare Key | 9.09 | 5015652252979 | 0.1 | KG
Hager | JK224B | 250A 24 Way TPN Board Plain | 821.34 | 5015652250494 | 28.2 | KG
Hager | JK224BA3 | 250A 24 Way TPN Board Plain A3 | 855.31 | 3250613412821 | 26.5 | KG
Hager | JK224BA3-DK | 250A 24 Way TPN Plain Spare Door Kit A3 | 278.52 | 5015652601036 | 4.1 | KG
Hager | JK224BDFA3 | 128 Module Side DIN Box AMD 3 | 539.62 | 5015652601487 | 26.4 | KG
Hager | JK224BDFG | JK224 128 Module Side DIN Box Glazed | 513.91 | 5015652258063 | 28.2 | KG
Hager | JK224BSF | JK224 Full Width Side Ext Box Plain | 445.52 | 5015652252320 | 0.1 | KG
Hager | JK224BSH | JK224 Half Width Side Ext Box Glazed | 325.78 | 5015652252344 | 1 | KG
Hager | JK22503M | 250A 3 Pole JK2 MCCB Incomer Kit | 683.15 | 5015652250548 | 5 | KG
Hager | JK22504D | 250A 4 Pole JK2 Direct Incomer Kit | 69.67 | 5015652250562 | 0.1 | KG
Hager | JK22504M | 250A 4 Pole JK2 MCCB Incomer Kit | 917.98 | 5015652250579 | 5 | KG
Hager | JK22504MCS | 250A 4 Pole JK2 Switch Incomer Kit | 731.12 | 5015654748609 | 3 | KG
Hager | JK232E | JK2 32 Module DIN Rail Box Plain | 223.12 | 5015652252719 | 0.1 | KG
Hager | JK232EA3 | 250A 32 Module DIN Rail Box Plain A3 | 237.68 | 3250613412838 | 3.1 | KG
Hager | JK232EA3-DK | 250A 32 Mod DIN Plain Spare Door Kit A3 | 133.86 | 5015652601043 | 1.7 | KG
Hager | JK232EG | JK2 32 Module DIN Rail Box Glazed | 223.12 | 5015652252726 | 0.1 | KG
Hager | JK240MID | JK MF Meter Pack 250A MID | 766.24 | 5015652603511 | 1.13 | KG
Hager | JK250BSP | 250A Single Phasing Kit | 46.19 | 5015652252399 | 1 | KG
Hager | JK25A | Padlock No.65/20 with 2 Keys (3/4") | 31.87 | 3250613511982 | 0.04 | KG
Hager | JK2COINSLOT/LOCK | JK COINSLOT WITH LOCK NUT | 21.75 | 3250610444573 | 0.3 | KG
Hager | JK2PLATEB | Spare Brass gland Plate 2mm | 73.01 | 5015652252405 | 1 | KG
Hager | JK2PLATEC | Spare Gland Plate + Cable entry 1.2mm | 48.71 | 5015652252412 | 0.1 | KG
Hager | JK2PLATEM | Spare Gland Plate 1.2mm | 48.71 | 5015652252429 | 0.1 | KG
Hager | JK304H | 100A 4 Way A Board + 100A 30mA RCD | 242 | 3250610433218 | 2.298 | KG
Hager | JK306H | 100A 6 Way A Board + 100A 30mA RCD | 278.03 | 3250610433225 | 2.3 | KG
Hager | JK310H | 100A 10 Way A Board + 100A 30mA RCD | 294.56 | 3250610433232 | 2.3 | KG
Hager | JK314H | 100A 14 Way A Board + 100A 30mA RCD | 321.33 | 3250610433249 | 2.4 | KG
Hager | JK320H | 100A 20 Way A Board + 100A 30mA RCD | 332.25 | 3250610433256 | 2.4 | KG
Hager | JK328H | 100A 28 Way A Board + 100A 30mA RCD | 361.35 | 3250610433263 | 2.5 | KG
Hager | JK527H | 27 Way (13 + 14) Split Load A Board | 394.53 | 3250610439104 | 8.5 | KG
Hager | JKD101SPD | 125A P&L Surge Protection Kit Type I | 646.8 | 5015652606536 | 1.33 | KG
Hager | JKD102SPD | 125A P&L Surge Protection Kit Type II | 415.8 | 5015652606543 | 1.05 | KG
Hager | JKD11111 | Dual Metered, Dual Row 22way 100A MID | 1095.11 | 5015652602484 | 8.4 | KG
Hager | JKD1125MID | 125A Pulsed & ModBus MID Meter Ext Box | 774.2 | 5015652607304 | 5.8 | KG
Hager | JKD114 | Dual Metered 14way 100A Config MID | 857.04 | 5015652602491 | 5.83 | KG
Hager | JKD117 | Metered 17way 100A MID | 499.94 | 5015652602507 | 4 | KG
Hager | JKD125MID | 125A Dual Meter Incomer Board MID | 2217.21 | 5015652607342 | 19 | KG
Hager | JKD125TMID | 125A Triple Meter Incomer Board MID | 2653.16 | 5015652607359 | 25 | KG
Hager | JKD2250MID | 250A Pulsed ModBus MID Meter Ext Box | 774.2 | 5015652607489 | 5.65 | KG
Hager | JKD250MID | 250A Dual Meter Incomer Board MID | 2473.94 | 5015652607441 | 23 | KG
Hager | JKD250TMID | 250A Tripple Meter Incomer Board MID | 3332.27 | 5015652607458 | 28 | KG
Hager | JKD2884MID | 200A Triple Meter Board 8/8/4 MID | 4209.91 | 5015652607465 | 29 | KG
Hager | JKLABELPACK | Spare Label Pack - All Sizes (One Pack) | 9.68 | 5015652252597 | 0.05 | KG
Hager | JKM01 | Multifunction meter DIN rail 1x3P RS485 | 339.37 | 5015654793494 | 0.04 | KG
Hager | JKM02 | Multifunction meter DIN rail 2x3P RS485 | 493.23 | 5015654793500 | 0.04 | KG
Hager | JKSINGLEPL | 125A Power & Lighting Single Phase Link | 18.91 | 3250613412685 | 0.2 | KG
Hager | JN001BP | Single Pole Blank 125A Frame | 10.47 | 5015652263159 | 0.062 | KG
Hager | JN11004SM | 6*8 Way Side Extension Encl DIN 96 x 4 | 598.93 | 3250610841440 | 13.5 | KG
Hager | JN12506SM | 12 Way Side Extension Encl DIN 96 x 6 | 607.68 | 3250610841457 | 15 | KG
Hager | JN130VMF | Voltage to Meter Fuse Pack | 258.38 | 3250610841464 | 0.4 | KG
Hager | JN15508SM | 16 Way Side Extension Encl DIN 96 x 8 | 633.85 | 3250610841471 | 17.5 | KG
Hager | JN201BE | Small DIN Rail Box Plain | 229.56 | 5015652263166 | 9.73 | KG
Hager | JN201BEG | Small DIN Rail Box Glazed | 235.34 | 5015652263173 | 8.7 | KG
Hager | JN201MID | JN MF Meter Pack 250A MID | 805.29 | 5015652607472 | 1.2 | KG
Hager | JN201NS | JN2 FORM 3B NEUTRAL SHROUD 4-16W | 147.34 | 5015654755348 | 1.4 | KG
Hager | JN201PM | JN MF Meter Pack 250A | 829.46 | 3250610459584 | 1.2 | KG
Hager | JN201SPD | 250A PB Surge Protection Kit Type I | 796.95 | 5015652606604 | 2.12 | KG
Hager | JN202SPD | 250A PB Surge Protection Kit Type II | 485.1 | 5015652606611 | 0.733 | KG
Hager | JN203BE | Large DIN Rail Box Plain | 311.52 | 5015652263180 | 13.65 | KG
Hager | JN203BEG | Large DIN Rail Box Glazed | 344 | 5015652263197 | 11.78 | KG
Hager | JN204B | 250A 4 Way 125A Outgoers Plain CE | 1005.59 | 5015652262978 | 44 | KG
Hager | JN204BG | 250A 4 Way 125A Outgoers Glazed CE | 1031.33 | 5015652262985 | 40 | KG
Hager | JN204BPA | 250A 4 Way Pan Assembly | 574.77 | 5015652263470 | 3.2 | KG
Hager | JN205BE | Small Extension Box, No Door | 208.62 | 5015652263203 | 6.26 | KG
Hager | JN205DK | JN205 Spare Door | 311.5 | 5015652265276 | 5.6 | KG
Hager | JN206B | 250A 6 Way 125A Outgoers Plain CE | 1250.08 | 5015652262992 | 47 | KG
Hager | JN206BE | Large Extension Box, No Door | 312.79 | 5015652263210 | 8.65 | KG
Hager | JN206BG | 250A 6 Way 125A Outgoers Glazed CE | 1282.14 | 5015652263005 | 45 | KG
Hager | JN206DK | JN206 Spare Door | 330.83 | 5015652265283 | 8 | KG
Hager | JN208B | 250A 8 Way 125A Outgoers Plain CE | 1433.55 | 5015652263012 | 52 | KG
Hager | JN208BG | 250A 8 Way 125A Outgoers Glazed CE | 1470.18 | 5015652263029 | 47 | KG
Hager | JN212B | 250A 12 Way 125A Outgoers Plain CE | 1647.45 | 5015652263043 | 61.84 | KG
Hager | JN212BG | 250A 12 Way 125A Outgoers Glazed CE | 1689.68 | 5015652263036 | 55 | KG
Hager | JN212BPA | 250A 12 Way Pan Assembly | 1026.35 | 5015652263500 | 12 | KG
Hager | JN213BM | 125A 3 Pole MCCB Incomer Kit | 460.56 | 5015652263074 | 6.97 | KG
Hager | JN214BM | 125A 4 Pole MCCB Incomer Kit | 515.52 | 5015652263081 | 8.98 | KG
Hager | JN216B | 250A 16 Way 125A Outgoers Plain CE | 1826.22 | 5015652263050 | 67 | KG
Hager | JN216BG | 250A 16 Way 125A Outgoers Glazed CE | 1868.42 | 5015652263067 | 60 | KG
Hager | JN216BPA | 250A 16 Way Pan Assembly | 1184.62 | 5015652263517 | 15.5 | KG
Hager | JN223BM | 250A 3 Pole MCCB Incomer Kit | 957.75 | 5015652263098 | 6.97 | KG
Hager | JN223BS | 250A 3 Pole Isolator Incomer Kit | 645.04 | 5015652263104 | 2.135 | KG
Hager | JN224BD | 250A 4 Pole Direct Connect Incomer kit | 130.18 | 5015652263111 | 8.98 | KG
Hager | JN224BM | 250A 4 Pole MCCB Incomer Kit | 1296.99 | 5015652263128 | 8.98 | KG
Hager | JN224BS | 250A 4 Pole Isolator Incomer Kit | 924.31 | 5015652263135 | 9.45 | KG
Hager | JN250SL | 250A JN X250 MCCB Spreader Link 3 pole | 57.11 | 5015652606031 | 0.48 | KG
Hager | JN2PLATE | JN Endplate | 54.19 | 5015652263227 | 1.48 | KG
Hager | JN3003TM | 300mm Top Extension 3x dIN96 | 278.66 | 3250610841587 | 7 | KG
Hager | JN300CF | 300mm Corner Filler Side Enclosure | 253.7 | 3250610841556 | 4 | KG
Hager | JN4506TM | 450mm Top Extension Encl DIN 96 x 6 | 367.11 | 3250610841570 | 9.3 | KG
Hager | JN450CF | 450mm Corner Filler Side Enclosure | 277.64 | 3250610841563 | 5.5 | KG
Hager | JN9502SM | 4 Way Side Extension Encl DIN 96 x 2 | 550.77 | 3250610841549 | 12 | KG
Hager | JP015 | Cover strip,universal,18M,RAL9010 | 4.64 | 3250613560157 | 36 | G
Hager | JP024 | Cover strip,universal,24M, metal sheet | 9.53 | 3250613560249 | 42 | G
Hager | JZA700 | EXT BOX 250A SW DISCONNECTOR | 191.26 | 3250613415532 | 3.3 | KG
Hager | JZA701 | EXT BOX 250A FCS & 400A SW. DISCONNECTOR | 220.79 | 3250613415549 | 4.8 | KG
Hager | JZA702 | EXT BOX 800A SW DISCONNECTOR | 231.71 | 3250613415556 | 8.7 | KG
Hager | JZA703 | EXT BOX 800A FCS | 244.26 | 3250613415563 | 13.1 | KG
Hager | K018 | Branch terminal,universZ,1x25-4 x16mm² | 21.41 | 4010330710964 | 86 | G
Hager | K023 | Branch terminal,universZ,2p,1x25²-4 x16² | 41.03 | 4010330710971 | 172 | G
Hager | K024 | Branch terminal,universZ,4p,1x25²-4 x16² | 79.09 | 4010330710988 | 343 | G
Hager | K037 | Main line branch term.1p.1x35mm²-4x25mm² | 20.37 | 4010330711015 | 140 | G
Hager | K070 | Busbar terminal 1,5mm²- 16mm²,for 12x5mm | 3.84 | 4010330711213 | 17 | G
Hager | K140 | Brass terminal, 30mm, 2x10mm² - 2x16mm² | 2.51 | 4010330712111 | 15 | G
Hager | K142 | Brass terminal, 49mm, 4x10mm² - 3x16mm² | 2.95 | 4010330712128 | 23 | G
Hager | K143 | Brass terminal, 67mm, 5x10mm² - 5x16mm² | 4.01 | 4010330712135 | 30 | G
Hager | K144 | Brass terminal, 73mm, 6x10mm² - 5x16mm² | 11.07 | 4010330712142 | 34 | G
Hager | K145 | Brass terminal, 8x10mm² - 2x16mm² | 11.07 | 4010330712159 | 44 | G
Hager | K148 | Brass terminal, 85mm, 7x10mm² - 6x16mm² | 6.36 | 4010330712166 | 38 | G
Hager | K151 | Brass terminal,85mm, 1x25mm²- 5x10/16mm² | 5.17 | 4010330712173 | 40.5 | G
Hager | K156 | Brass terminal 1x25-4x16-12x10mm² | 7.84 | 4010330711350 | 56 | G
Hager | K158 | Brass terminal 1x25mm²-11x16mm²-13x10mm² | 12.26 | 4010330711374 | 79 | G
Hager | K159 | Brass terminal 1x25mm²- 8x16mm²-31x10mm² | 40.74 | 4010330712180 | 114 | G
Hager | K160F | Term.strip 482mm 78x10/16mm | 61.7 | 4010330712197 | 232 | G
Hager | K171UK | Single Phase 24 Prong Busbar 100A | 17.58 | 3250616600911 | 0.017 | KG
Hager | KB163N | Insulated busbar 1P prong 10mm² blue 13M | 8.21 | 3250613720025 | 35.58 | G
Hager | KB163P | Insulat. busbar 1P prong 10mm² brown 13M | 8.21 | 3250613720018 | 35.68 | G
Hager | KB190B | Insulated busbar 1P prong 20mm² 57M | 45.09 | 3250613720322 | 0.29 | KG
Hager | KB190C | Insulated busbar 1P prong 20mm² 24M | 48.27 | 3250613720315 | 114 | G
Hager | KB263A | Insulated busbar 2P prong 10mm² 12M | 24.15 | 3250613720339 | 70 | G
Hager | KB263C | Insulated busbar 2P prong 10mm² 24M | 35.83 | 3250613720346 | 146 | G
Hager | KB280B | Insulated busbar 2P prong 16mm² 57M | 64.21 | 3250613720100 | 478 | G
Hager | KB363A | Insulated busbar 3P prong 10mm² 12M | 59.64 | 3250613720117 | 92 | G
Hager | KB363C | Insulated busbar 3P prong 10mm² 24M | 54.65 | 3250613720124 | 192 | G
Hager | KB380B | Insulated busbar 3P Prong 16mm² 57M | 86.68 | 3250613720131 | 633 | G
Hager | KB463A | Insulated busbar 3P+N prong 10mm² 12M | 63.61 | 3250613720155 | 114 | G
Hager | KB463C | Insulated busbar 3P+N prong 10mm² 24M | 73.47 | 3250613720162 | 246.8 | G
Hager | KB480B | Insulated busbar 3P+N prong 16mm² 57M | 116.89 | 3250613720179 | 830 | G
Hager | KBN180N | Busbar for SPN180N | 33.46 | 3250613740160 | 756 | G
Hager | KBN381 | Insualted busbar 3P+N 35mm² 90° for SPA1 | 64.02 | 3250613741587 | 95.536 | G
Hager | KD190B | Insulated busbar 1P fork 20mm² 57M | 39.48 | 3250613740481 | 0.035 | KG
Hager | KDN180B | Insulated busbar 1P fork 16mm² 57M | 39.48 | 3250613741020 | 0.289 | KG
Hager | KDN263B | Insulated busbar 2P fork 10mm² 57M | 49.19 | 3250613740955 | 486.5 | G
Hager | KDN280A | Insulated busbar 2P fork 16mm² 12M | 9.49 | 3250613740993 | 127 | G
Hager | KDN363B | Insulated busbar 3P fork 10mm² 57M | 69.99 | 3250613740962 | 592 | G
Hager | KDN463B | Insulated busbar 4P fork 10mm² 57M | 94.44 | 3250613740979 | 714 | G
Hager | KE01B | Neutral (Blue) Cable 122mm Flat/Flat | 4.6 | 3250616602427 | 0.04 | KG
Hager | KE01R | Line (Brown) Cable 122mm Flat/Flat | 4.6 | 3250616602434 | 0.04 | KG
Hager | KE02B | Neutral (Blue) Cable 236mm Flat/D | 6.36 | 3250616602441 | 0.04 | KG
Hager | KE02R | Line (Brown) Cable 242mm Flat/Flat | 6.36 | 3250616602458 | 0.04 | KG
Hager | KE03B | Neutral (Blue) Cable 300mm Flat/D | 7.4 | 3250613750077 | 0.04 | KG
Hager | KE03R | Line (Brown) Cable 330mm Flat/Flat | 8.28 | 3250616602465 | 0.058 | KG
Hager | KE04B | Netral (Blue) Cable 355mm Flat/Flat | 8.28 | 3250616602472 | 0.066 | KG
Hager | KE06R | Line (Brown) Cable 500mm Flat/Flat | 11.39 | 3250616602496 | 0.04 | KG
Hager | KE07B | Neutral (Blue) Cable 549mm Flat/Flat | 11.98 | 3250616601000 | 0.102 | KG
Hager | KF50SB | Terminal Block - Cable up to 50mm² | 5.32 | 3250610463932 | 0.118 | KG
Hager | KF81A | Cable terminal 1P prong 1 cable 25mm² | 5.47 | 3250613760014 | 14 | G
Hager | KF82A | Cable terminal 1P prong 2 cables 16mm² | 8.11 | 3250613760021 | 20 | G
Hager | KF83D | Connection terminal 1P prong 1x35mm² | 5.6 | 3250613760205 | 13.25 | G
Hager | KF84A | Cable terminal 1P fork 1 cable 25mm² | 4.13 | 3250613760045 | 12 | G
Hager | KM04L | Brass terminal, 2x10mm²/2x16mm², Phase | 6.36 | 3250613831011 | 19.6 | G
Hager | KM07E | Brass terminal, 4x10mm² 3x16mm²,Earth | 5.32 | 3250613831066 | 28.4 | G
Hager | KM07L | Brass terminal, 4x10mm² 3x16mm², Phase | 5.32 | 3250613831073 | 27 | G
Hager | KM07N | Brass terminal, 4x10mm² 3x16mm², N | 5.32 | 3250613831059 | 28.8 | G
Hager | KM10D | Brass terminal, 67mm, 7x10mm² - 5x16mm² | 6.36 | 3250613831141 | 760 | KG
Hager | KM10E | Brass terminal, 8x10mm² 2x16mm²,Earth | 12.84 | 3250613831097 | 49.5 | G
Hager | KM10F | Brass terminal, 67mm, 5x10mm² - 5x16mm² | 6.36 | 3250613831158 | 0.015 | KG
Hager | KM10N | Brass terminal, 8x10mm² 2x16mm²,N | 12.84 | 3250613831080 | 1020 | G
Hager | KM11B | Brass terminal, 1x25² 5x10² 5x16²,Earth | 9.01 | 3250613831202 | 46 | G
Hager | KM11E | Brass terminal, 5x10mm² 5x16mm²,Earth | 5.17 | 3250613831189 | 40 | G
Hager | KM11L | Brass terminal, 7x10mm² 4x16mm², Phase | 5.17 | 3250613831196 | 800 | G
Hager | KM11N | Brass terminal, 5x10mm² 5x16mm²,N | 5.17 | 3250613831172 | 39.75 | G
Hager | KM13E | Brass terminal, 7x10mm² 6x16mm²,Earth | 9.01 | 3250613831226 | 45 | G
Hager | KM13N | Brass terminal, 7x10mm² 6x16mm²,N | 9.01 | 3250613831219 | 45 | G
Hager | KM14N | Brass terminal, 8x10mm² 6x16mm², N | 8.41 | 3250613831233 | 48.9 | G
Hager | KM17E | Brass terminal, 1x25² 8x10² 8x16²,Earth | 12.84 | 3250613831257 | 69.75 | G
Hager | KM17N | Brass terminal,1x25mm² 8x10mm² 8x16mm²,N | 11.52 | 3250613831240 | 70 | G
Hager | KM25E | Brass terminal,1x25² 13x10² 11x16²,Earth | 15.35 | 3250613831271 | 90.5 | G
Hager | KM25N | Brass terminal,1x25² 13x10² 11x16²,N | 15.35 | 3250613831264 | 90.75 | G
Hager | KN00A | Terminal carrier,QC,uni-adapter | 7.98 | 3250613849504 | 30 | G
Hager | KN04N | Phase terminal, 4 connection points, 90A | 15.51 | 3250613849269 | 0.04 | KG
Hager | KN04P | N terminal, 4 connection points, 90A | 10.78 | 3250613849252 | 44 | G
Hager | KRN199 | Neutral connecting block 125A | 12.39 | 3250613880019 | 75 | G
Hager | KWB01 | End bracket until 35mm² | 2.82 | 3250613931322 | 13.7 | G
Hager | KWE01G | Endplate for KXA02LH,KXA04LH | 2.82 | 3250613931254 | 2.2 | G
Hager | KWE03G | Endplate for KXA35L | 2.82 | 3250613931315 | 5.6 | G
Hager | KWE04G | Endplate for KXA10L ,KXA16L | 2.82 | 3250613931261 | 3.8 | G
Hager | KXA02E | Earth terminal, 2,5mm² | 5.32 | 3250613941741 | 17.6 | G
Hager | KXA02LH | Feed-through terminal -phase, 2,5mm² | 3.7 | 3250613941734 | 7.5 | G
Hager | KXA02NH | Feed-through terminal-N, 2,5mm² | 7.09 | 3250613941772 | 7.4 | G
Hager | KXA04LH | Feed-through terminal-phase, 4mm² | 3.84 | 3250613941796 | 9 | G
Hager | KXA04NH | Feed-through terminal-N, 4mm² | 7.84 | 3250613941826 | 9.1 | G
Hager | KXA06LH | Feed-through terminal-phase, 6mm² | 4.29 | 3250613941833 | 16.6 | G
Hager | KXA06NH | Feed-through terminal-N, 6mm² | 9.31 | 3250613941857 | 0.017 | KG
Hager | KXA10E | Earth terminal 10mm² | 11.07 | 3250613941895 | 46 | G
Hager | KXA10L | Feed-through terminal -phase, 10mm² | 4.75 | 3250613941871 | 28.4 | G
Hager | KXA10N | Feed-through terminal -N, 10mm² | 12.12 | 3250613941901 | 28 | G
Hager | KXA16E | Earth terminal, 16mm² | 15.05 | 3250613941932 | 62.7 | G
Hager | KXA16L | Feed-through terminal-phase, 16mm² | 5.17 | 3250613941918 | 37.6 | G
Hager | KXA16N | Feed-through terminal-N, 16mm² | 12.12 | 3250613941949 | 37.6 | G
Hager | KXA35L | Feed-through terminal-phase, 35mm² | 7.09 | 3250613941956 | 46.5 | G
Hager | KXA35N | Feed-through terminal-N, 35mm² | 13.73 | 3250613941970 | 47 | G
Hager | KXB04E | Earth terminal, 4mm² | 8.28 | 3250613941819 | 21.4 | G
Hager | KXB06E | Earth terminal, 6mm² | 10.34 | 3250613941840 | 37.6 | G
Hager | KXB16E | Earth terminal, 16mm² | 14.34 | 3250613942168 | 73.64 | G
Hager | KXB35E | Earth terminal, 35mm² | 15.51 | 3250613941963 | 81 | G
Hager | KXB70E | Earth terminal, 70mm² | 32.17 | 3250613942205 | 241 | G
Hager | KXB70LH | Feed-through terminal-phase , 70mm² | 14.34 | 3250613941987 | 177.75 | G
Hager | KXB70NH | Feed-through terminal-N, 70mm² | 24.67 | 3250613942212 | 176 | G
Hager | KZ012 | Mounting base f. brass terminals, blue | 2.51 | 3250613960124 | 7.4 | G
Hager | KZ013 | Mounting base f. brass terminals, green | 2.51 | 3250613960131 | 7 | G
Hager | KZ014 | Mounting base f. brass terminals, brown | 2.51 | 3250613960148 | 8 | G
Hager | KZ021 | 10 endcaps for bubar 1P | 1.62 | 3250613960216 | 5 | G
Hager | KZ022 | 10 endcaps for bubar 2P 10mm² | 7.09 | 3250613960223 | 5 | G
Hager | KZ023A | 10 endcaps for bubar 2P 16mm² and 3P | 6.51 | 3250613960766 | 8 | G
Hager | KZ024 | 10 endcaps for bubar 4P | 11.98 | 3250613960247 | 14 | G
Hager | KZ059 | Protective cover | 6.07 | 3250613960599 | 6.6 | G
Hager | KZ060 | Fixing spring f.DIN rail 10pcs,20mm wide | 4.01 | 3250613960605 | 66 | G
Hager | KZ061 | Fixing spring f. DIN rail,10mm wide | 1.62 | 3250613960612 | 3.7 | G
Hager | KZN021 | Endcap for busbar 1P | 1.62 | 3250613961701 | 0.001 | KG
Hager | KZN023 | Endcap for busbars 2P/3P | 2.82 | 3250613961718 | 0.001 | KG
Hager | KZN024 | Endcap for busbar 4P | 11.98 | 3250613961725 | 1.2 | G
Hager | L12401 | FUSE CARRIER 10A 250V SP&N | 21.63 | 3250610100516 | 86 | G
Hager | L12501 | FUSE CARRIER 16A 250V SP&N | 21.63 | 3250610100523 | 86.083 | G
Hager | L12601 | Fuse carrier 1P+N 20A 1M | 21.63 | 3250610100530 | 88.25 | G
Hager | L12701 | FUSE CARRIER 25A 400V SP&N | 21.63 | 3250610100547 | 84.333 | G
Hager | L12801 | Fuse carrier 1P+N 32A 1M | 21.63 | 3250610100554 | 86.25 | G
Hager | L14700 | Spare cartridge fuses box | 8.05 | 3250610100615 | 19 | G
Hager | L15300 | 5A BS.1361 (LA5) Fuse | 4.48 | 3250616602298 | 0.005 | KG
Hager | L50600 | Fuse carrier 1P+N 32A L38 1M | 8.49 | 3250610100813 | 86.75 | G
Hager | L71M | Fuse-switch-disconnector D02, 1pole 63A | 197.41 | 3250610740569 | 123.75 | G
Hager | LS701 | Fuse carrier 1P 125A L58 acc. 2M | 40.09 | 3250614197017 | 218 | G
Hager | LZ060 | Heat dissipation insert | 7.98 | 3250614260605 | 0.01 | KG
Hager | MM502N | Motor starter 0.16-0.25A 2.5M | 142.43 | 3250614435157 | 267 | G
Hager | MM503N | Motor starter 0.25-0.4A 2.5M | 142.43 | 3250614435164 | 265 | G
Hager | MM504N | Motor starter 0.4-0.63A 2.5M | 146.99 | 3250614435171 | 268 | G
Hager | MM505N | Motor starter 0.63-1.0A 2.5M | 146.99 | 3250614435188 | 265 | G
Hager | MM506N | Motor starter 1.0-1.6A 2.5M | 146.99 | 3250614435195 | 260 | G
Hager | MM507N | Motor starter 1.6-2.5A 2.5M | 150.84 | 3250614435201 | 302 | G
Hager | MM508N | Motor starter 2.5-4.0A 2.5M | 150.84 | 3250614435218 | 295 | G
Hager | MM509N | Motor starter 4.0-6.3A 2.5M | 150.84 | 3250614435225 | 318 | G
Hager | MM510N | Motor starter 6.3-10.0A 2.5M | 150.84 | 3250614435232 | 295 | G
Hager | MM511N | Motor starter 10.0-16.0A 2.5M | 150.84 | 3250614435249 | 350 | G
Hager | MM512N | Motor starter 16.0-20.0A 2.5M | 260.63 | 3250614435256 | 316 | G
Hager | MM513N | Motor starter 20.0-25.0A 2.5M | 264.76 | 3250614435263 | 306 | G
Hager | MZ201 | Auxiliary contact 1C+1O 6A 240V AC | 55.07 | 3250614562013 | 55 | G
Hager | MZ202 | Alarm contact 1C+1O 6A 240V AC | 73.81 | 3250614562020 | 55 | G
Hager | MZ203 | Shunt trip 230-415V AC 110-130V DC | 55.07 | 3250614562037 | 125 | G
Hager | MZ204 | Shunt trip 24-48V AC 12-48V DC | 55.07 | 3250614562044 | 125 | G
Hager | MZ205 | Under voltage release 48V DC | 55.07 | 3250614562051 | 133 | G
Hager | MZ206 | Under voltage release 230V AC | 55.07 | 3250614562068 | 129 | G
Hager | MZ210 | Shunt trip 24-48V AC 12-48V DC | 49.88 | 3250614562105 | 130 | G
Hager | MZ520N | Auxiliary contact mot. 1C+1O 230/400V AC | 35.71 | 3250614565106 | 50 | G
Hager | MZ521N | Surf.mount. enclosure IP55 motor starter | 57.13 | 3250614565168 | 379 | G
Hager | MZ527N | Alarm contact for motor starter 2C | 27.91 | 3250614565120 | 55 | G
Hager | MZ528N | Under voltage release motor st. 230V AC | 44.3 | 3250614565144 | 146 | G
Hager | MZ529N | Under voltage release motor st. 400V AC | 40.44 | 3250614565151 | 143 | G
Hager | MZ530N | External emergency stop button | 43.67 | 3250614565175 | 216 | G
Hager | MZN120 | Terminal shield / screw shield for MCB | 20.97 | 3250614319921 | 7 | G
Hager | MZN121 | 1 set of 3 inter-pole barriers for MCB | 36.17 | 3250614319938 | 15 | G
Hager | MZN130 | Terminal cover 1P | 39.7 | 3250614560071 | 20 | G
Hager | MZN131 | 1 set of 3 interpole barriers | 47.23 | 3250614560088 | 19 | G
Hager | MZN175 | Padlockable locking kit MCB, RCCB, RCBO | 7.67 | 3250614316302 | 15.5 | G
Hager | MZN176 | Loking wire for modular produkt | 7.4 | 3250614319914 | 1.5 | G
Hager | NBN206A | MCB 2P 10kA/15kA B-6A 2M | 59.91 | 3250614618161 | 229.333 | G
Hager | NBN210A | MCB 2P 10kA/15kA B-10A 2M | 59.91 | 3250614618178 | 217.5 | G
Hager | NBN216A | MCB 2P 10kA/15kA B-16A 2M | 59.91 | 3250614618192 | 221.667 | G
Hager | NBN220A | MCB 2P 10kA/15kA B-20A 2M | 59.91 | 3250614618208 | 235 | G
Hager | NBN225A | MCB 2P 10kA/15kA B-25A 2M | 59.91 | 3250614618215 | 233 | G
Hager | NBN232A | MCB 2P 10kA/15kA B-32A 2M | 59.91 | 3250614618222 | 240.333 | G
Hager | NBN240A | MCB 2P 10kA/15kA B-40A 2M | 59.91 | 3250614618239 | 252 | G
Hager | NBN250A | MCB 2P 10kA/15kA B-50A 2M | 59.91 | 3250614618246 | 252.333 | G
Hager | NBN263A | MCB 2P 10kA/15kA B-63A 2M | 59.91 | 3250614618253 | 250 | G
Hager | NBN325A | MCB 3P 10kA/15kA B-25A 3M | 87.03 | 3250614618369 | 348 | G
Hager | NBN406A | MCB 4P 10kA/15kA B-6A 4M | 143.21 | 3250614618468 | 460 | G
Hager | NBN410A | MCB 4P 10kA/15kA B-10A 4M | 143.21 | 3250614618475 | 466.333 | G
Hager | NBN416A | MCB 4P 10kA/15kA B-16A 4M | 143.21 | 3250614618499 | 446 | G
Hager | NBN420A | MCB 4P 10kA/15kA B-20A 4M | 143.21 | 3250614618505 | 486 | G
Hager | NBN425A | MCB 4P 10kA/15kA B-25A 4M | 143.21 | 3250614618512 | 487.667 | G
Hager | NBN432A | MCB 4P 10kA/15kA B-32A 4M | 143.21 | 3250614618529 | 482.333 | G
Hager | NBN440A | MCB 4P 10kA/15kA B-40A 4M | 143.21 | 3250614618536 | 502.667 | G
Hager | NBN450A | MCB 4P 10kA/15kA B-50A 4M | 143.21 | 3250614618543 | 488 | G
Hager | NBN463A | MCB 4P 10kA/15kA B-63A 4M | 143.21 | 3250614618550 | 506.667 | G
Hager | NCN100A | MCB 1P 10kA/15kA C-0.5A 1M | 21.18 | 3250614615443 | 117.25 | G
Hager | NCN101A | MCB 1P 10kA/15kA C-1A 1M | 21.18 | 3250614615450 | 117.667 | G
Hager | NCN102A | MCB 1P 10kA/15kA C-2A 1M | 21.18 | 3250614615467 | 117.833 | G
Hager | NCN103A | MCB 1P 10kA/15kA C-3A 1M | 21.18 | 3250614615474 | 117 | G
Hager | NCN104A | MCB 1P 10kA/15kA C-4A 1M | 21.18 | 3250614615481 | 118.667 | G
Hager | NCN108A | MCB 1P 10kA/15kA C-8A 1M | 21.18 | 3250614616044 | 120 | G
Hager | NCN113A | MCB 1P 10kA/15kA C-13A 1M | 21.18 | 3250614615511 | 112.583 | G
Hager | NCN125A | MCB 1P 10kA/15kA C-25A 1M | 19.83 | 3250614615542 | 114.167 | G
Hager | NCN200A | MCB 2P 10kA/15kA C-0.5A 2M | 59.91 | 3250614615597 | 242.167 | G
Hager | NCN201A | MCB 2P 10kA/15kA C-1A 2M | 59.91 | 3250614615603 | 239.5 | G
Hager | NCN202A | MCB 2P 10kA/15kA C-2A 2M | 59.91 | 3250614615610 | 242.167 | G
Hager | NCN203A | MCB 2P 10kA/15kA C-3A 2M | 59.91 | 3250614615627 | 232.167 | G
Hager | NCN204A | MCB 2P 10kA/15kA C-4A 2M | 59.91 | 3250614615634 | 233.667 | G
Hager | NCN206A | MCB 2P 10kA/15kA C-6A 2M | 57.73 | 3250614615641 | 223.5 | G
Hager | NCN210A | MCB 2P 10kA/15kA C-10A 2M | 56.1 | 3250614615658 | 218.333 | G
Hager | NCN216A | MCB 2P 10kA/15kA C-16A 2M | 56.1 | 3250614615672 | 221.667 | G
Hager | NCN220A | MCB 2P 10kA/15kA C-20A 2M | 56.1 | 3250614615689 | 239.833 | G
Hager | NCN225A | MCB 2P 10kA/15kA C-25A 2M | 56.1 | 3250614615696 | 233.5 | G
Hager | NCN232A | MCB 2P 10kA/15kA C-32A 2M | 56.1 | 3250614615702 | 241.667 | G
Hager | NCN240A | MCB 2P 10kA/15kA C-40A 2M | 57.73 | 3250614615719 | 245.5 | G
Hager | NCN250A | MCB 2P 10kA/15kA C-50A 2M | 61 | 3250614615726 | 246.167 | G
Hager | NCN263A | MCB 2P 10kA/15kA C-63A 2M | 65.36 | 3250614615733 | 247.5 | G
Hager | NCN300A | MCB 3P 10kA/15kA C-0.5A 3M | 87.03 | 3250614615740 | 364.75 | G
Hager | NCN301A | MCB 3P 10kA/15kA C-1A 3M | 87.03 | 3250614615757 | 366.75 | G
Hager | NCN302A | MCB 3P 10kA/15kA C-2A 3M | 87.03 | 3250614615764 | 353.25 | G
Hager | NCN304A | MCB 3P 10kA/15kA C-4A 3M | 87.03 | 3250614615788 | 351.75 | G
Hager | NCN400A | MCB 4P 10kA/15kA C-0.5A 4M | 143.21 | 3250614615894 | 485.667 | G
Hager | NCN401A | MCB 4P 10kA/15kA C-1A 4M | 143.21 | 3250614615900 | 466.667 | G
Hager | NCN402A | MCB 4P 10kA/15kA C-2A 4M | 143.21 | 3250614615917 | 468.333 | G
Hager | NCN403A | MCB 4P 10kA/15kA C-3A 4M | 143.21 | 3250614615924 | 445 | G
Hager | NCN404A | MCB 4P 10kA/15kA C-4A 4M | 143.21 | 3250614615931 | 482 | G
Hager | NCN406A | MCB 4P 10kA/15kA C-6A 4M | 138.01 | 3250614615948 | 444.333 | G
Hager | NCN410A | MCB 4P 10kA/15kA C-10A 4M | 134.1 | 3250614615955 | 438 | G
Hager | NCN416A | MCB 4P 10kA/15kA C-16A 4M | 134.1 | 3250614615979 | 445 | G
Hager | NCN420A | MCB 4P 10kA/15kA C-20A 4M | 134.1 | 3250614615986 | 477 | G
Hager | NCN425A | MCB 4P 10kA/15kA C-25A 4M | 134.1 | 3250614615993 | 466 | G
Hager | NCN432A | MCB 4P 10kA/15kA C-32A 4M | 134.1 | 3250614616006 | 485 | G
Hager | NCN440A | MCB 4P 10kA/15kA C-40A 4M | 138.01 | 3250614616013 | 496.333 | G
Hager | NCN450A | MCB 4P 10kA/15kA C-50A 4M | 145.82 | 3250614616020 | 496.667 | G
Hager | NCN463A | MCB 4P 10kA/15kA C-63A 4M | 156.23 | 3250614616037 | 498.667 | G
Hager | NDN100A | MCB 1P 10kA/15kA D-0.5A 1M | 22.51 | 3250614618864 | 122.583 | G
Hager | NDN101A | MCB 1P 10kA/15kA D-1A 1M | 22.51 | 3250614618871 | 117.583 | G
Hager | NDN102A | MCB 1P 10kA/15kA D-2A 1M | 22.51 | 3250614618888 | 118.167 | G
Hager | NDN103A | MCB 1P 10kA/15kA D-3A 1M | 22.51 | 3250614618895 | 120.417 | G
Hager | NDN104A | MCB 1P 10kA/15kA D-4A 1M | 22.51 | 3250614618901 | 116.917 | G
Hager | NDN200A | MCB 2P 10kA/15kA D-0.5A 2M | 64.22 | 3250614619014 | 240 | G
Hager | NDN201A | MCB 2P 10kA/15kA D-1A 2M | 64.22 | 3250614619021 | 232.167 | G
Hager | NDN202A | MCB 2P 10kA/15kA D-2A 2M | 64.22 | 3250614619038 | 235.833 | G
Hager | NDN204A | MCB 2P 10kA/15kA D-4A 2M | 64.22 | 3250614619052 | 242.167 | G
Hager | NDN206A | MCB 2P 10kA/15kA D-6A 2M | 64.22 | 3250614619069 | 226.167 | G
Hager | NDN210A | MCB 2P 10kA/15kA D-10A 2M | 64.22 | 3250614619076 | 220.667 | G
Hager | NDN216A | MCB 2P 10kA/15kA D-16A 2M | 64.22 | 3250614619090 | 222.5 | G
Hager | NDN220A | MCB 2P 10kA/15kA D-20A 2M | 64.22 | 3250614619106 | 231.5 | G
Hager | NDN225A | MCB 2P 10kA/15kA D-25A 2M | 64.22 | 3250614619113 | 233.5 | G
Hager | NDN232A | MCB 2P 10kA/15kA D-32A 2M | 64.22 | 3250614619120 | 243.167 | G
Hager | NDN240A | MCB 2P 10kA/15kA D-40A 2M | 64.22 | 3250614619137 | 246.5 | G
Hager | NDN250A | MCB 2P 10kA/15kA D-50A 2M | 64.22 | 3250614619144 | 249.167 | G
Hager | NDN263A | MCB 2P 10kA/15kA D-63A 2M | 64.22 | 3250614619151 | 250.333 | G
Hager | NDN301A | MCB 3P 10kA/15kA D-1A 3M | 93.45 | 3250614619175 | 349.75 | G
Hager | NDN302A | MCB 3P 10kA/15kA D-2A 3M | 93.45 | 3250614619182 | 365.75 | G
Hager | NDN304A | MCB 3P 10kA/15kA D-4A 3M | 93.45 | 3250614619205 | 356 | G
Hager | NDN400A | MCB 4P 10kA/15kA D-0.5A 4M | 153.81 | 3250614619311 | 488.333 | G
Hager | NDN401A | MCB 4P 10kA/15kA D-1A 4M | 153.81 | 3250614619328 | 471.667 | G
Hager | NDN402A | MCB 4P 10kA/15kA D-2A 4M | 153.81 | 3250614619335 | 485.667 | G
Hager | NDN403A | MCB 4P 10kA/15kA D-3A 4M | 153.81 | 3250614619342 | 484.667 | G
Hager | NDN404A | MCB 4P 10kA/15kA D-4A 4M | 153.81 | 3250614619359 | 482 | G
Hager | NDN406A | MCB 4P 10kA/15kA D-6A 4M | 153.81 | 3250614619366 | 446.333 | G
Hager | NDN410A | MCB 4P 10kA/15kA D-10A 4M | 153.81 | 3250614619373 | 440 | G
Hager | NDN416A | MCB 4P 10kA/15kA D-16A 4M | 153.81 | 3250614619397 | 447.333 | G
Hager | NDN420A | MCB 4P 10kA/15kA D-20A 4M | 153.81 | 3250614619403 | 466.667 | G
Hager | NDN432A | MCB 4P 10kA/15kA D-32A 4M | 153.81 | 3250614619427 | 483.333 | G
Hager | NDN440A | MCB 4P 10kA/15kA D-40A 4M | 153.81 | 3250614619434 | 491 | G
Hager | NDN450A | MCB 4P 10kA/15kA D-50A 4M | 153.81 | 3250614619441 | 497.333 | G
Hager | NDN463A | MCB 4P 10kA/15kA D-63A 4M | 153.81 | 3250614619458 | 517 | G
Hager | P012 | Cover strips,universal,for 12 module | 7 | 4010330611926 | 25 | G
Hager | P031F | Cover strips,universal,for 1/2 module | 1.49 | 4010330661969 | 1.8 | G
Hager | P032F | Cover strips,universal,for 1 module | 1.49 | 4010330661976 | 3 | G
Hager | PG9522FEMALE | Voltage supply connector female | 8.12 | 5015654793869 | 0.01 | KG
Hager | PG9523MALE | Voltage supply connector male | 8.12 | 5015654793852 | 0.01 | KG
Hager | PGMF1000 | Voltage supply cable | 32.33 | 5015654793616 | 0.02 | KG
Hager | PGMF1300 | Voltage supply cable | 31.2 | 5015654793623 | 0.02 | KG
Hager | PGMF2000 | Voltage supply cable | 36.29 | 5015654793630 | 0.02 | KG
Hager | PGMF300 | Voltage supply cable | 30.6 | 5015654793593 | 0.02 | KG
Hager | PGMF3000 | Voltage supply cable | 47.63 | 5015654793647 | 0.02 | KG
Hager | PGMF500 | Voltage supply cable | 30.6 | 5015654793609 | 0.02 | KG
Hager | PGMFT1000 | Meter to meter supply cable | 43 | 5015654793753 | 0.02 | KG
Hager | PGMFT1300 | Meter to meter supply cable | 44.98 | 5015654793760 | 0.02 | KG
Hager | PGMFT150 | Meter to meter supply cable | 34.4 | 5015654793722 | 0.02 | KG
Hager | PGMFT2000 | Meter to meter supply cable | 47.63 | 5015654793777 | 0.02 | KG
Hager | PGMFT300 | Meter to meter supply cable | 35.73 | 5015654793739 | 0.02 | KG
Hager | PGMFT3000 | Meter to meter supply cable | 52.91 | 5015654793784 | 0.02 | KG
Hager | PGMFT500 | Meter to meter supply cable | 41.02 | 5015654793746 | 0.02 | KG
Hager | PGRJ1000 | RJ45 connector cable | 7.1 | 5015654793814 | 0.02 | KG
Hager | PGRJ1500 | RJ45 connector cable | 8.33 | 5015654793821 | 0.02 | KG
Hager | PGRJ2000 | RJ45 connector cable | 9.45 | 5015654793838 | 0.02 | KG
Hager | PGRJ23000 | RJ45 connector cable | 11.81 | 5015654793845 | 0.02 | KG
Hager | PGRJ300 | RJ45 connector cable | 3.32 | 5015654793791 | 0.02 | KG
Hager | PGRJ500 | RJ45 connector cable | 4.76 | 5015654793807 | 0.02 | KG
Hager | SBB125 | 1P 25A Switch , Ind. Light | 25.11 | 3250615511683 | 70 | G
Hager | SBB132 | 1P 32A Switch , Ind. Light | 26.27 | 3250615511690 | 72 | G
Hager | SBB225 | 2P 25A Switch , Ind. Light | 30.42 | 3250615511737 | 85 | G
Hager | SBB232 | 2P 32A Switch , Ind. Light | 31.88 | 3250615511744 | 83 | G
Hager | SBN125 | 1P 25A Switch | 18.62 | 3250615510082 | 70 | G
Hager | SBN132 | 1P 32A Switch | 19.5 | 3250615510129 | 63.583 | G
Hager | SBN140 | 1P 40A Switch | 20.54 | 3250615510167 | 80 | G
Hager | SBN163 | 1P 63A Switch | 29.09 | 3250615510204 | 84 | G
Hager | SBN180 | 1P 80A Switch | 27.19 | 3250615510242 | 90 | G
Hager | SBN190 | 1P 100A Switch | 28.51 | 3250615510280 | 90 | G
Hager | SBN225 | 2P 25A Switch | 22.59 | 3250615510099 | 75.417 | G
Hager | SBN232 | 2P 32A Switch | 23.62 | 3250615510136 | 76.333 | G
Hager | SBN240 | 2P 40A Switch | 38.7 | 3250615510174 | 154.333 | G
Hager | SBN263 | 2P 63A Switch | 43.56 | 3250615510211 | 150 | G
Hager | SBN280 | 2P 80A Switch | 47.37 | 3250615510259 | 172 | G
Hager | SBN299 | 2P 125A Switch | 53.75 | 3250615510334 | 168 | G
Hager | SBN325 | 3P 25A Switch | 32.05 | 3250615510105 | 140 | G
Hager | SBN332 | 3P 32A Switch | 35.88 | 3250615510143 | 140 | G
Hager | SBN340 | 3P 40A Switch | 57 | 3250615510181 | 220 | G
Hager | SBN363 | 3P 63A Switch | 64.32 | 3250615510228 | 220 | G
Hager | SBN380 | 3P 80A Switch | 73.81 | 3250615510266 | 248.25 | G
Hager | SBN390 | 3P 100A Switch | 100.35 | 3250615510303 | 247.75 | G
Hager | SBN399 | 3P 125A Switch | 157.91 | 3250615510341 | 249 | G
Hager | SBN425 | 4P 25A Switch | 43.85 | 3250615510112 | 157 | G
Hager | SBN432 | 4P 32A Switch | 46.49 | 3250615510150 | 151 | G
Hager | SBN440 | 4P 40A Switch | 81.92 | 3250615510198 | 309 | G
Hager | SBN463 | 4P 63A Switch | 119.68 | 3250615510235 | 296 | G
Hager | SBN480 | 4P 80A Switch | 127.37 | 3250615510273 | 330 | G
Hager | SBN490 | 4P 100A Switch | 141.1 | 3250615510310 | 328 | G
Hager | SBN499 | 4P 125A Switch | 164.87 | 3250615510037 | 330 | G
Hager | SF263 | 2 pole Changeoverswitch 63A I-0-II | 47.37 | 3250615561008 | 365 | G
Hager | SFH125 | 1P 25A Changeover , Top | 21.41 | 3250615510761 | 71.167 | G
Hager | SFH225 | 2P 25A Changeover , Top | 44.14 | 3250615510815 | 140 | G
Hager | SFM125 | 1P 25A Changeover | 42.51 | 3250615510785 | 80 | G
Hager | SFT125 | 1P 25A Centre Off Changeover , Top | 22.14 | 3250615510747 | 71.917 | G
Hager | SFT225 | 2P 25A Centre Off Changeover , Top | 42.97 | 3250615510792 | 145 | G
Hager | SFT240 | 2P 40A Centre Off Changeover , Top | 45.15 | 3250615510921 | 140.833 | G
Hager | SK602 | Voltmeter switch 3"o | 107.79 | 3250615616029 | 199 | G
Hager | SK603 | Ammeter switch 3 O | 109.16 | 3250615616036 | 199 | G
Hager | SM101C | Communicant Modular multifunction meter | 474.23 | 3250615631022 | 277 | G
Hager | SM101E | Modular multifunction meter | 310.59 | 3250615631015 | 272 | G
Hager | SM103E | Multi-function meter Evolution | 497.59 | 3250615639981 | 775 | G
Hager | SM200 | Pulsed output module for SM102E | 76.5 | 3250615632005 | 0.126 | KG
Hager | SM201 | Pulsed output module for SM103E | 89.26 | 3250615632012 | 132 | G
Hager | SM202 | 2 Inputs / 2 Outputs module for SM103E | 117.96 | 3250615632029 | 165 | G
Hager | SM203 | Analogue output module for SM103E | 146.65 | 3250615632036 | 0.172 | KG
Hager | SM204 | Memory Unit for SM103E | 293.29 | 3250615632043 | 0.16 | KG
Hager | SM205 | Unit T°C for SM103E | 216.77 | 3250615632050 | 0.115 | KG
Hager | SM210 | Unit RS485 Jbus/Modbus for SM102E | 133.9 | 3250615632104 | 130 | G
Hager | SM211 | Unit RS485 Jbus/Modbus for SM103E | 153 | 3250615632111 | 0.151 | KG
Hager | SM213 | Unit Ethernet Jbus/Modbus for SM103E | 286.88 | 3250615632135 | 0.16 | KG
Hager | SM214 | Unit Ethernet+RS485 Jbus/Modbus SM103E | 541.92 | 3250615632142 | 0.195 | KG
Hager | SMC120R | 120 Ohm end resistor for MODBUS RTU | 7.92 | 3250615630032 | 13 | G
Hager | SP065 | Cartridge neutral 65kA 440V | 100.71 | 3250615660657 | 48 | G
Hager | SP065N | Cartridge neutral 65kA 440V with reserve | 122.69 | 3250615669643 | 46 | G
Hager | SP120 | SPD 1P monobloc 50kA | 217.03 | 3250615661203 | 326 | G
Hager | SPA001N | Cartridge N-PE 350V 100kA 1.5kV | 282.5 | 3250615514813 | 220 | G
Hager | SPA080 | Cartridge T1+T2 Iimp 25kA Up 1.5kV | 340 | 3250615515049 | 505 | G
Hager | SPA081 | Cartridge L-N/PEN 350V 25kA | 242.5 | 3250615514820 | 260 | G
Hager | SPA090 | Cartridge L-N SPA9xx | 80 | 3250615515148 | 135 | G
Hager | SPA090N | Cartridge N-PE SPA9xx | 80 | 3250615515155 | 95 | G
Hager | SPA091 | Cartridge L-N SPA9xx | 80 | 3250615515247 | 135 | G
Hager | SPA091N | Cartridge N-PE SPA9xx | 80 | 3250615515254 | 0 | G
Hager | SPA180 | Combined SPD T1+T2 1P 25kA contact+fuse | 531 | 3250615515056 | 689 | G
Hager | SPA180N | Combi.SPD T1+T2 1P N-PE 100kA cont+fuse | 186.12 | 3250615515063 | 370 | G
Hager | SPA201 | SPD 2P monobloc 12.5kA ind. TT + TN | 332.63 | 3250615662033 | 296 | G
Hager | SPA400 | SPD 3P monobloc 12.5kA ind. TNC | 389.49 | 3250615662057 | 453 | G
Hager | SPA401 | SPD 4P monobloc 12.5kA ind. TT + TNS | 584.24 | 3250615662040 | 535 | G
Hager | SPA801 | Combined SPD T1+T2 4P 25kA TT/TNS cont. | 850 | 3250615514844 | 1540 | G
Hager | SPA931 | SPD T1+T2 4P TN-S TT 50kA | 488 | 3250615515186 | 640 | G
Hager | SPA932 | SPD T1+T2 3P TN-S TT 50kA | 488 | 3250615515261 | 665 | G
Hager | SPB015 | Cartridge T2 L-N Uc 275V Up 1.35kV | 78.5 | 3250615514851 | 65 | G
Hager | SPB015N | Cartridge T2 N-PE Uc 260V Up 1.5kV | 78.5 | 3250615514868 | 60 | G
Hager | SPB020 | Cartridge L-N SPA9xx | 60 | 3250615515278 | 64 | G
Hager | SPB020N | Cartridge N-PE SPA9xx | 50 | 3250615515285 | 60 | G
Hager | SPB040D | Cartridge L-N In 20kA Imax 40kA | 60 | 3250615515346 | 65 | G
Hager | SPB040N | Cartridge N-PE In 20kA Imax 40kA | 50 | 3250615515353 | 60 | G
Hager | SPB420 | SPD 4P T2 TNS/TT 40kA | 380 | 3250615515292 | 405 | G
Hager | SPB440D | SPD 4P T2 TNS/TT 40kA | 295 | 3250615515582 | 368 | G
Hager | SPB440R | SPD 4P T2 TNS/TT 40kA Remote contact | 310 | 3250615515599 | 376 | G
Hager | SPD040N | Cartridge 40kA 255V without reserve | 14.45 | 3250615660442 | 45 | G
Hager | SPN015D | Cartridge 15kA 275V | 100.71 | 3250615660183 | 57 | G
Hager | SPN015R | New Cartridge 15kA 275V with reserve | 115.75 | 3250615660299 | 69 | G
Hager | SPN040D | Cartridge 40kA 275V | 100.71 | 3250615660190 | 52 | G
Hager | SPN040N | Cartridge neutral 40kA 255V | 122.69 | 3250615660213 | 45 | G
Hager | SPN040R | New Cartridge 40kA 275V with reserve | 115.75 | 3250615660305 | 66 | G
Hager | SPN080 | Cartridge 25kA class 1 for SPN8xxx | 358.41 | 3250615660961 | 193 | G
Hager | SPN080N | Cartridge neutral 25kA class 1 f.SPN802x | 443.03 | 3250615660978 | 219 | G
Hager | SPN140D | SPD 1P pluggable 40kA ind. | 122.41 | 3250615660237 | 131 | G
Hager | SPN180 | SPD 1P 25kA T1 TT+TN-C/S fuse | 448.79 | 3250615660046 | 505 | G
Hager | SPN180N | SPD 1P 100kA T1 TT+TN-S fuse with cont | 461.29 | 3250615660039 | 459 | G
Hager | SPN203N | SPD 1P+N pluggable 3kA class 3 Ind. | 88.77 | 3250615660619 | 95 | G
Hager | SPN215R | New SPD 2P pluggable 15kA res.+cont | 239.47 | 3250615660367 | 243 | G
Hager | SPN240D | SPD 2P pluggable 40kA ind. | 317.73 | 3250615660251 | 224 | G
Hager | SPN240R | New SPD 2P pluggable 40kA res.+cont | 444.84 | 3250615660374 | 250 | G
Hager | SPN415R | New SPD 4P pluggable 15kA res.+cont | 469.52 | 3250615660398 | 460 | G
Hager | SPN440D | SPD 4P pluggable 40kA ind. | 473.85 | 3250615660275 | 416 | G
Hager | SPN440R | New SPD 4P pluggable 40kA res.+cont | 500.33 | 3250615660404 | 447 | G
Hager | SPN800 | SPD 3P pluggable 75kA ind. TNC | 1133.19 | 3250615660909 | 1015 | G
Hager | SPN800R | SPD 3P pluggable 75kA ind.+cont. TNC | 1351.08 | 3250615660916 | 1023 | G
Hager | SPN802 | SPD 4P pluggable 100kA ind. TT | 1547.26 | 3250615660947 | 1328 | G
Hager | SPN802R | SPD 4P pluggable 100kA ind.+cont. TT | 1710.61 | 3250615660954 | 1330 | G
Hager | SRA00505 | CT BG 213 50/5A 1,5VA Cl.1 | 41.31 | 4049857063857 | 0.41 | KG
Hager | SRA01005 | CT BG 113 100/5A 2,5VA Cl.1 | 46.9 | 4049857139316 | 0.205 | KG
Hager | SRA01505 | CT BG 113 150/5A 2,5VA Cl.1 | 49.25 | 4049857139330 | 0.213 | KG
Hager | SRA02005 | CT BG 113 200/5A 2,5VA Cl.1 | 51.73 | 4049857139347 | 210 | G
Hager | SRA02505 | CT BG 113 250/5A 2,5VA Cl.1 | 54.32 | 4049857139354 | 0.206 | KG
Hager | SRC04005 | CT BG 113 400/5A 5VA Cl.1 | 59.87 | 4049857139361 | 0.19 | KG
Hager | SRC06005 | CT BG 113 600/5A 5VA Cl.1 | 62.88 | 4049857139378 | 0.202 | KG
Hager | SRD08005 | CT BG 613 800/5A 5VA Cl.1 | 75.44 | 4049857139385 | 0.334 | KG
Hager | SRD10005 | CT BG 613 1000/5A 5VA Cl.1 | 90.51 | 4049857139392 | 0.355 | KG
Hager | SRD15005 | CT BG 613 1500/5A 5VA Cl.1 | 108.62 | 4049857063888 | 0.37 | KG
Hager | SRE20005 | CT BG 814 2000/5A 15VA Cl.1 | 152.09 | 4049857139439 | 0.501 | KG
Hager | SRI03005 | CT BG 413 300/5A 5VA Cl.1 | 57.02 | 4049857063864 | 235 | G
Hager | SRZH01 | CT DIN rail mounting Acc. for BG xx3 | 10.39 | 4049857063710 | 10 | G
Hager | ST010 | Terminal shield for belltransformer 2M | 3.41 | 3250615700100 | 21 | G
Hager | ST011 | Terminal shield for belltransformer 3M | 5.47 | 3250615700117 | 29 | G
Hager | ST305 | Bell transformer 16VA 230V 8-12V | 87.37 | 3250615703057 | 393 | G
Hager | ST313 | Safety transformer 16VA 230V12-24V | 95.33 | 3250615703132 | 726 | G
Hager | ST314 | Safety transformer 40VA 230V12-24V | 203.52 | 3250615703149 | 865 | G
Hager | SVN121 | Green Indicator light 230VAC | 15.8 | 3250615721600 | 49.25 | G
Hager | SVN122 | Red Indicator light 230VAC | 15.8 | 3250615721624 | 49.167 | G
Hager | SVN123 | Orange Indicator light 230VAC | 15.8 | 3250615721648 | 49.75 | G
Hager | SVN124 | Blue Indicator light 230VAC | 15.8 | 3250615721662 | 50.5 | G
Hager | SVN125 | Clear Indicator light 230VAC | 15.8 | 3250615721686 | 48.75 | G
Hager | SVN126 | Green & red indicator light 230VAC | 23.62 | 3250615721709 | 56.333 | G
Hager | SVN127 | Red Triple indicator light 230VAC | 27.46 | 3250615721716 | 60.25 | G
Hager | SVN131 | Green Indicator light 12/48V | 18.9 | 3250615721730 | 49.833 | G
Hager | SVN132 | Red Indicator light 12/48V | 18.9 | 3250615721747 | 49.25 | G
Hager | SVN311 | Impulse 1NO Pushbutton | 23.62 | 3250615721754 | 54.167 | G
Hager | SVN312 | Latching 1NO Pushbutton | 23.62 | 3250615721778 | 55 | G
Hager | SVN321 | Impulse 1NC Pushbutton | 23.62 | 3250615721792 | 56.417 | G
Hager | SVN322 | Latching 1NC Pushbutton | 23.62 | 3250615721815 | 55.667 | G
Hager | SVN331 | Impulse 2NO Pushbutton | 28.34 | 3250615721822 | 64 | G
Hager | SVN332 | Latching 2NO Pushbutton | 28.34 | 3250615721839 | 64.083 | G
Hager | SVN341 | Impulse 2NC Pushbutton | 28.34 | 3250615721846 | 64.083 | G
Hager | SVN342 | Latching 2NC Pushbutton | 28.34 | 3250615721853 | 65.083 | G
Hager | SVN351 | Impulse 1NO/NC Pushbutton | 31.31 | 3250615721860 | 64.25 | G
Hager | SVN352 | Latching 1NO/NC Pushbutton | 31.31 | 3250615721877 | 64.083 | G
Hager | SVN371 | Impulse 2NO Double Pushbutton | 26.27 | 3250615721891 | 66.25 | G
Hager | SVN391 | Impulse 1NO + 1NC Double Pushbutton | 26.27 | 3250615721907 | 66 | G
Hager | SVN411 | Impulse 1NO PB + green light 230VAC | 27.46 | 3250615721921 | 64.083 | G
Hager | SVN413 | Latching 1NO PB + green light 230VAC | 26.27 | 3250615721945 | 63.75 | G
Hager | SVN422 | Impulse 1NC PB + red light 230VAC | 27.46 | 3250615721969 | 65.25 | G
Hager | SVN432 | Impulse 2NO PB + red light 230VAC | 32.91 | 3250615721983 | 72.083 | G
Hager | SVN433 | Latching 2NO PB + green light 230VAC | 29.09 | 3250615721990 | 73.75 | G
Hager | SVN441 | Impulse 2NC PB + green light 230VAC | 32.91 | 3250615722010 | 72.083 | G
Hager | TH020B | Telephone gateway 3 inputs, 3 outputs | 718.88 | 3250615889980 | 351 | G
Hager | UM01F | Earth carrier, univers, for CR 12x5mm | 5.32 | 3250616230408 | 16 | G
Hager | UZ005 | Identifer stripe, universN,12pcs. | 16.59 | 3250616360051 | 120 | G
Hager | UZ006 | Paper strips, universN, 5 sheets | 14.77 | 3250616360068 | 84 | G
Hager | VB118PP | Sm.distr,vega,surface,18M, wh door | 148.31 | 3250611019176 | 2505.4 | G
Hager | VB118TP | Sm.distr,vega,surface,18M,transp.door | 148.31 | 3250611019190 | 2460 | G
Hager | VB218PP | Sm.distr,vega,surface,36M, wh door | 194.17 | 3250611019268 | 3540 | G
Hager | VB218TP | Sm.distr,vega,surface,36M,transp.door | 194.17 | 3250611019282 | 3584.2 | G
Hager | VB318PP | Sm.distr,vega,surface,54M, wh door | 239.99 | 3250611019374 | 4630 | G
Hager | VB318TP | Sm.distr,vega,surface,54M,transp. door | 239.99 | 3250611019398 | 4630 | G
Hager | VB418PP | Sm.distr,vega,surface,72M, wh door | 285.83 | 3250611019510 | 5785.2 | G
Hager | VB418TP | Sm.distr,vega,surface,72M,transp door | 285.83 | 3250611019534 | 5785.2 | G
Hager | VE103L | Encl.,vector,IP5x,3M,version AUT | 26.75 | 3250616451100 | 431 | G
Hager | VE103U | Encl.,vector,IP65, 3M | 56.57 | 3250616451186 | 423 | G
Hager | VE106D | Encl.,vector,surface m.,IP65,6M | 45.75 | 3250616452046 | 708 | G
Hager | VE106R | Encl.,vector,IP55,6M | 33.65 | 3250610455876 | 625 | G
Hager | VE110L | Encl.,vector,IP5x,10M,version AUT | 45.52 | 3250616453104 | 955 | G
Hager | VE112R | Encl.,vectorII,IP55,12Mod. | 79.31 | 3250610455883 | 1960 | G
Hager | VE112U | Encl.,vector,IP5x,12M | 132.55 | 3250616454187 | 1900 | G
Hager | VE118R | Encl.,vector,IP65,18M | 105.75 | 3250610437919 | 2640 | G
Hager | VE212R | Encl.,vectorII,IP55,24M | 98.34 | 3250610455890 | 2670 | G
Hager | VE212U | Encl.,vector,IP5x,24M | 234.43 | 3250616455184 | 2614 | G
Hager | VE218R | Encl.,vector,IP65,36M | 192.35 | 3250610437926 | 3645 | G
Hager | VE312R | Encl.,vector,IP55,36M | 153.86 | 3250610455906 | 3325 | G
Hager | VE312U | Encl., vector, JP 5x | 331.31 | 3250616456181 | 3260 | G
Hager | VE318Y | Encl.,vector,IP55,3X18 M | 217.99 | 3250616450158 | 4700 | G
Hager | VZ302N | Key lock,Volta,standard | 29.97 | 3250616667709 | 26 | G
Hager | VZ310 | LOCK FOR VEGA | 30.54 | 3250616663107 | 30 | G
Hager | VZ311 | Key lock, vector,2 keys | 35.47 | 3250616663114 | 22 | G
Hager | VZ313 | Door key,gamma, for mini-enclosure | 24.89 | 3250616663138 | 20 | G
Hager | VZ403 | Terminal,Volta,add.terminal,1Ph+N | 14.01 | 3250616664036 | 75 | G
Hager | VZ405N | Mounting kit,Volta,to fix the wall box | 14.46 | 3250616666405 | 123.1 | G
Hager | VZ428 | Terminal,Volta,add.terminal,3Ph+N,63A | 23.09 | 3250616664289 | 116 | G
Hager | VZ706 | insertion part | 16.38 | 3250616667068 | 95 | G
Hager | VZ707 | insertion part | 8.64 | 3250616667075 | 97.2 | G
Hager | VZ709 | TRAVERSE REPART. 3PH+N63A PR VEGA | 37.25 | 3250616667099 | 0.177 | KG
Hager | VZ710 | Terminal base,golf,VB FD,for QC terminal | 11.17 | 3250616667105 | 95 | G
Hager | VZ744 | Adapter,vector,f. control terminal | 9.24 | 3250616667440 | 28 | G
Hager | ARC906U | MCB with arc detect. 1P+N 6kA B-6A 2M | 174.36 | 3250611311898 | 220 | G
Hager | ARC910U | MCB with arc detect. 1P+N 6kA B-10A 2M | 174.36 | 3250611311904 | 258 | G
Hager | ARC916U | MCB with arc detect. 1P+N 6kA B-16A 2M | 174.36 | 3250611311928 | 225 | G
Hager | ARC920U | MCB with arc detect. 1P+N 6kA B-20A 2M | 174.36 | 3250611311935 | 225 | G
Hager | ARC925U | MCB with arc detect. 1P+N 6kA B-25A 2M | 174.36 | 3250611311942 | 267 | G
Hager | ARC932U | MCB with arc detect. 1P+N 6kA B-32A 2M | 174.36 | 3250611311959 | 230 | G
Hager | ARC940U | MCB with arc detect. 1P+N 6kA B-40A 2M | 174.36 | 3250611311966 | 266 | G
Hager | ARC956U | MCB with arc detect. 1P+N 6kA C-6A 2M | 174.36 | 3250611311973 | 220 | G
Hager | ARC960U | MCB with arc detect. 1P+N 6kA C-10A 2M | 174.36 | 3250611311980 | 220 | G
Hager | ARC966U | MCB with arc detect. 1P+N 6kA C-16A 2M | 174.36 | 3250611312000 | 225 | G
Hager | ARC970U | MCB with arc detect. 1P+N 6kA C-20A 2M | 174.36 | 3250611312017 | 225 | G
Hager | ARC975U | MCB with arc detect. 1P+N 6kA C-25A 2M | 174.36 | 3250611312024 | 226 | G
Hager | ARC982U | MCB with arc detect. 1P+N 6kA C-32A 2M | 174.36 | 3250611312031 | 230 | G
Hager | ARC990U | MCB with arc detect. 1P+N 6kA C-40A 2M | 174.36 | 3250611312048 | 230 | G
Hager | CCA216U | RCCB 2P 16A 10mA A | 162.01 | 3250611614883 | 213 | G
Hager | CDA580U | RCCB 1P+N 80A 30mA A | 166.64 | 3250611622802 | 240 | G
Hager | CDA584U | RCCB 1P+N 100A 30mA A | 166.64 | 3250611622819 | 240 | G
Hager | CDA680U | RCCB 3P+N 80A 30mA A | 269.61 | 3250611623939 | 395 | G
Hager | CDA684U | RCCB 3P+N 100A 30mA A | 269.61 | 3250611623946 | 395 | G
Hager | CDF525U | RCCB 1P+N 25A 30mA F | 148.79 | 3250611623953 | 235 | G
Hager | CDF540U | RCCB 1P+N 40A 30mA F | 170.83 | 3250611623960 | 235 | G
Hager | CDF563U | RCCB 1P+N 63A 30mA F | 181.85 | 3250611623977 | 240 | G
Hager | CDF625U | RCCB 3P+N 25A 30mA F | 303.08 | 3250611623984 | 390 | G
Hager | CDF640U | RCCB 3P+N 40A 30mA F | 325.12 | 3250611624035 | 390 | G
Hager | CDF663U | RCCB 3P+N 63A 30mA F | 341.66 | 3250611624042 | 390 | G
Hager | CEA580U | RCCB 1P+N 80A 100mA A | 166.64 | 3250611623991 | 240 | G
Hager | CEA584U | RCCB 1P+N 100A 100mA A | 264.51 | 3250611624004 | 240 | G
Hager | CEA625U | RCCB 3P+N 25A 100mA A | 354.75 | 3250611624059 | 395 | G
Hager | CEA640U | RCCB 3P+N 40A 100mA A | 354.75 | 3250611624066 | 395 | G
Hager | CEA663U | RCCB 3P+N 63A 100mA A | 354.75 | 3250611624073 | 395 | G
Hager | CEA680U | RCCB 3P+N 80A 100mA A | 269.61 | 3250611624011 | 395 | G
Hager | CEA684U | RCCB 3P+N 100A 100mA A | 269.61 | 3250611624028 | 395 | G
Hager | CF285U | RCCB 2P 100A 300mA A | 250.68 | 3250611615293 | 210 | G
Hager | CFA580U | RCCB 1P+N 80A 300mA A | 166.64 | 3250611624080 | 240 | G
Hager | CFA584U | RCCB 1P+N 100A 300mA A | 264.51 | 3250611624097 | 240 | G
Hager | CFA625U | RCCB 3P+N 25A 300mA A | 354.75 | 3250611624103 | 395 | G
Hager | CFA640U | RCCB 3P+N 40A 300mA A | 354.75 | 3250611624110 | 390 | G
Hager | CFA663U | RCCB 3P+N 63A 300mA A | 354.75 | 3250611624127 | 395 | G
Hager | CFA680U | RCCB 3P+N 80A 300mA A | 269.61 | 3250611624134 | 395 | G
Hager | CFA684U | RCCB 3P+N 100A 300mA A | 269.61 | 3250611624455 | 395 | G
Hager | CM1100MP | Single Phase 100A Direct MID Pulsed | 84.99 | 5015654793449 | 0.031 | KG
Hager | CM145MP | Single Phase 45A Direct MID Pulsed | 77.31 | 5015654793425 | 0.84 | KG
Hager | CNA684U | RCCB 3P+N 100A 100mA A S | 364.02 | 3250611626428 | 390 | G
Hager | CPA584U | RCCB 1P+N 100A 300mA A S | 295.12 | 3250611626435 | 245 | G
Hager | CPA684U | RCCB 3P+N 100A 300mA A S | 372.34 | 3250611626442 | 395 | G
Hager | EHC10HBM | 16 Way Conf 100A Sw 2*100A 30mA RCCB Met | 336.16 | 5015652603177 | 5.62 | KG
Hager | HQ3_VF_3537 | 14W 100A Swd Metal CU Flush | 227.76 | 5015655250958 | 3.5 | KG
Hager | HQ3_VML_3540 | VML copy of HQ3 VM2477 | 219.92 | 5015655250972 | 3.5 | KG
Hager | JG416DC | 12A 500V DC-21B IP65 Isolator switch | 92.42 | 5015654755010 | 0.456 | KG
Hager | KN06E | Terminal,QC,PE,6 connect. | 5.36 | 3250613849016 | 40 | G
Hager | KN06N | Terminal,QC,N,6 connect. | 5.36 | 3250613849115 | 35 | G
Hager | KN10E | Terminal,QC,PE,10 connect. | 6.26 | 3250613849023 | 60 | G
Hager | KN10N | Terminal,QC,N,10 connect. | 6.26 | 3250613849122 | 50 | G
Hager | KN14E | Terminal,QC,PE,14 connect. | 7.11 | 3250613849030 | 70 | G
Hager | KN14N | Terminal,QC,N,14 connect. | 7.11 | 3250613849139 | 65 | G
Hager | KN18E | Terminal,QC,PE,18 connect. | 8.4 | 3250613849047 | 85 | G
Hager | KN18N | Terminal,QC,N,18 connect. | 8.4 | 3250613849146 | 80 | G
Hager | KN22E | Terminal,QC,PE,22 connect. | 12.32 | 3250613849054 | 95 | G
Hager | KN22N | Terminal,QC,N,22 connect. | 12.32 | 3250613849153 | 95 | G
Hager | KN26E | Terminal,QC,PE,26 connect. | 14.2 | 3250613849061 | 112 | G
Hager | KN26N | Terminal,QC,N,26 connect. | 14.2 | 3250613849160 | 105 | G
Hager | KN99E | Terminal,QC,PE,jumper | 33.04 | 3250613849207 | 60 | G
Hager | KN99N | Terminal,QC,N,jumper | 33.04 | 3250613849214 | 55 | G
Hager | KRN190 | Neutral connecting block 100A | 11.06 | 3250613880002 | 80 | G
Hager | L501PV | Fuse carrier 1P 1000V DC L38 1M | 49.56 | 3250614124815 | 66.167 | G
Hager | L502PV | Fuse carrier 2P 1000V DC L38 2M | 92.17 | 3250614124822 | 131.333 | G
Hager | LB026 | Linking kit for fuse carrier(for 1 link) | 4.93 | 3250614123870 | 0.058 | G
Hager | LF301PV | PV Fuse-link 10x38 mm 1000V DC 1A | 15.67 | 3250614061592 | 0.008 | KG
Hager | LF302PV | PV Fuse-link 10x38 mm 1000V DC 2A | 15.67 | 3250614061509 | 0.008 | KG
Hager | LF303PV | PV Fuse-link 10x38 mm 1000V DC 3A | 15.67 | 3250614061516 | 0.008 | KG
Hager | LF304PV | PV Fuse-link 10x38 mm 1000V DC 4A | 13.95 | 3250614061523 | 0.008 | KG
Hager | LF305PV | PV Fuse-link 10x38 mm 1000 V DC 5A | 15.67 | 3250614061608 | 8.1 | G
Hager | LF306PV | PV Fuse-link 10x38 mm 1000V DC 6A | 13.95 | 3250614061530 | 0.008 | KG
Hager | LF308PV | PV Fuse-link 10x38 mm 1000V DC 8A | 13.95 | 3250614061547 | 0.009 | KG
Hager | LF310PV | PV Fuse-link 10x38 mm 1000V DC 10A | 13.95 | 3250614061554 | 0.008 | KG
Hager | LF312PV | PV Fuse-link 10x38 mm 1000V DC 12A | 15.67 | 3250614061561 | 7.5 | G
Hager | LF315PV | PV Fuse-link 10x38 mm 1000 V DC 15A | 15.67 | 3250614061615 | 7.85 | G
Hager | LF316PV | PV Fuse-link 10x38 mm 1000V DC 16A | 15.67 | 3250614061578 | 0.008 | KG
Hager | LF320PV | PV Fuse-link 10x38 mm 1000V DC 20A | 15.67 | 3250614061585 | 0.007 | KG
Hager | LF325PV | PV Fuse-link 10x38 mm 600 V DC 25A | 15.67 | 3250614061622 | 0.008 | KG
Hager | LF332PV | PV Fuse-link 10x38 mm 600 V DC 32A | 15.67 | 3250614061639 | 0.008 | KG
Hager | MB220A | MCB 2P 6kA B-20A 2M | 23.74 | 3250614327247 | 219.333 | G
Hager | MCN102 | MCB 1P 6kA C-2A 1M | 15.99 | 3250614311093 | 124.083 | G
Hager | MCN103 | MCB 1P 6kA C-3A 1M | 15.99 | 3250614311109 | 121.5 | G
Hager | MCN106 | MCB 1P 6kA C-6A 1M | 15.99 | 3250614311123 | 100 | G
Hager | MCN120 | MCB 1P 6kA C-20A 1M | 15.99 | 3250614311161 | 103.083 | G
Hager | MCN125 | MCB 1P 6kA C-25A 1M | 15.99 | 3250614311178 | 105.25 | G
Hager | MCN132 | MCB 1P 6kA C-32A 1M | 15.99 | 3250614311185 | 121.25 | G
Hager | MCN140 | MCB 1P 6kA C-40A 1M | 15.99 | 3250614311192 | 121.667 | G
Hager | MCN150 | MCB 1P 6kA C-50A 1M | 15.99 | 3250614311208 | 129.083 | G
Hager | MFN706A | MCB 1P+N 3kA C-6A 1M | 46.55 | 3250614318436 | 109.25 | G
Hager | MFN710A | MCB 1P+N 3kA C-10A 1M | 46.55 | 3250614318443 | 107.5 | G
Hager | MFN716A | MCB 1P+N 3kA C-16A 1M | 46.55 | 3250614318467 | 107.833 | G
Hager | MFN720A | MCB 1P+N 3kA C-20A 1M | 46.55 | 3250614318474 | 110.167 | G
Hager | MLN702A | MCB 1P+N 6kA C-2A 1M | 50.12 | 3250614320941 | 117.083 | G
Hager | MLN706A | MCB 1P+N 6kA C-6A 1M | 50.12 | 3250614320965 | 116.167 | G
Hager | MLN710A | MCB 1P+N 6kA C-10A 1M | 46.69 | 3250614320972 | 110.917 | G
Hager | MLN716A | MCB 1P+N 6kA C-16A 1M | 46.69 | 3250614320996 | 113 | G
Hager | MLN720A | MCB 1P+N 6kA C-20A 1M | 46.69 | 3250614321009 | 113.5 | G
Hager | MLN725A | MCB 1P+N 6kA C-25A 1M | 46.69 | 3250614321016 | 117 | G
Hager | MLN732A | MCB 1P+N 6kA C-32A 1M | 46.69 | 3250614321023 | 119 | G
Hager | MLN740A | MCB 1P+N 6kA C-40A 1M | 46.69 | 3250614321030 | 118.333 | G
Hager | MM501N | Motor starter 0.1-0.16A 2.5M | 146.61 | 3250614435140 | 259 | G
Hager | SB432PV | Switch DC 4P 1000V 32A | 215.3 | 3250615521392 | 240 | G
Hager | SPA212A | SPD 2P monobloc 12.5kA ind. TT | 1113.84 | 3250615662125 | 636 | G
Hager | SPA412A | SPD 4P monobloc 12.5kA ind. TT | 1723.59 | 3250615664129 | 1224 | G
Hager | SPN265R | New SPD 2P pluggable 65kA res.+cont | 950.43 | 3250615660381 | 256 | G
Hager | SPN465R | New SPD 4P pluggable 65kA res.+cont | 1456.07 | 3250615660411 | 509 | G
Hager | SPN715D | SPD 2P auto-protected 15kA ind. | 313.56 | 3250615662774 | 242 | G
Hager | SPV025 | Cartridge +/- for SPV325 | 162.69 | 3250615660985 | 0.06 | KG
Hager | SPV025E | Cartridge earth for SPV325 | 156.64 | 3250615660992 | 0.067 | KG
Hager | TWC10SPDHBM | 14 Way HI 100A Sw 2*100A 30mA RCCB | 420.66 | 5015652606116 | 5.93 | KG
Hager | VA10MT | Cable Clamp for Meter Tails | 17.47 | 3250610841594 | 0.1 | KG
Hager | VAB08 | 8 Module Busbar | 9.33 | 3250610418710 | 0.1 | KG
Hager | VAB12 | 12 Module Busbar | 10.37 | 3250610418727 | 0.1 | KG
Hager | VAB14N | Busbar 63A SP&N 14 Module Insulated | 39.9 | 3250610430408 | 0.1 | KG
Hager | VAB16 | 16 Module Busbar | 12.35 | 3250610418734 | 0.1 | KG
Hager | VAB20S | 20 Module Busbar | 21.54 | 3250610434208 | 0.142 | KG
Hager | VAB21 | 21 Module Busbar | 14.77 | 3250610418741 | 0.29 | KG
Hager | VAC00 | Front Cover Fixing (2 Pack) | 6.31 | 3250610421802 | 0.018 | KG
Hager | VACC1 | Door Locking Kit | 20.63 | 3250616471160 | 0.04 | KG
Hager | VACC10 | Busbar SP&N 18 Mod.Length | 11.74 | 3250616471252 | 0.11 | KG
Hager | VACC13 | 2 Row Linking Kit Flexible Links | 28.01 | 3250616472044 | 0.24 | KG
Hager | VACC6 | 1 Bag of 5 B.Bar.Supports | 13.4 | 3250616471214 | 0.03 | KG
Hager | VAK0D | Dual Tariff Link Kit | 31.16 | 3250610424544 | 0.117 | KG
Hager | VAK0S | Split Load Link Kit | 39 | 3250610424568 | 0.251 | KG
Hager | VAK0T | Triple Tariff Link Kit | 44.13 | 3250610424575 | 0.162 | KG
Hager | VAL00 | Locking Kit | 20.79 | 3250610418703 | 0.1 | KG
Hager | VAM00 | Incoming Tail Connection Kit | 28.31 | 3250610418758 | 0.1 | KG
Hager | VAN00 | Neutral Link | 12.21 | 3250610418765 | 0.1 | KG
Hager | VAN01 | Cable Link Neutral D - 16MM L - 220MM | 10.25 | 3250610421949 | 0.048 | KG
Hager | VAN02 | Cable Link Neutral D - 16MM L - 370MM | 13.4 | 3250610421956 | 0.072 | KG
Hager | VAN03 | Cable Link Neutral D - 16MM L - 420MM | 15.52 | 3250610424629 | 0.082 | KG
Hager | VAN04 | Cable Link Live - 16MM L - 280MM | 12.21 | 3250610421963 | 0.059 | KG
Hager | VAN06 | Cable Link Live - 16MM L - 420MM | 15.64 | 3250610424643 | 0.081 | KG
Hager | VAN08 | Cable Link Neutral D - 20MM L - 220MM | 10.84 | 3250610421987 | 0.059 | KG
Hager | VAN10 | Cable Link Neutral D - 20MM L - 420MM | 15.64 | 3250610422007 | 0.098 | KG
Hager | VAN11 | Cable Link Neutral D - 20MM L - 270MM | 11.58 | 3250610422014 | 0.067 | KG
Hager | VAP00 | Label Pack | 6.31 | 3250610422045 | 0.058 | KG
Hager | VAS02 | Front Cover Blank 2 Module (5 Pack) | 6.19 | 3250610422083 | 0.04 | KG
Hager | VAT00 | Terminal Bar Support Clips (5 Pack) | 11.45 | 3250610422090 | 0.02 | KG
Hager | VAT02 | Terminal Bar 2 Way | 5.88 | 3250610422106 | 0.024 | KG
Hager | VAT03 | Terminal Bar 3 Way | 6.02 | 3250610422113 | 0.029 | KG
Hager | VAT04 | Terminal Bar 4 Way | 6.31 | 3250610422120 | 0.033 | KG
Hager | VAT05 | Terminal Bar 5 Way | 6.48 | 3250610422137 | 0.04 | KG
Hager | VAT06 | Terminal Bar 6 Way | 6.78 | 3250610422144 | 0.041 | KG
Hager | VAT07 | Terminal Bar 7 Way | 6.94 | 3250610422151 | 0.045 | KG
Hager | VAT08 | Terminal Bar 8 Way | 7.24 | 3250610422168 | 0.049 | KG
Hager | VAT09 | Terminal Bar 9 Way | 7.53 | 3250610422175 | 0.056 | KG
Hager | VAT10 | Terminal Bar 10 Way | 7.69 | 3250610422182 | 0.057 | KG
Hager | VAT11 | Terminal Bar 11 Way | 7.83 | 3250610422199 | 0.061 | KG
Hager | VAT12 | Terminal Bar 12 Way | 8.13 | 3250610422205 | 0.065 | KG
Hager | VAT13 | Terminal Bar 13 Way | 9.21 | 3250610422212 | 0.069 | KG
Hager | VAT14 | Terminal Bar 14 Way | 9.79 | 3250610422229 | 0.073 | KG
Hager | VAT15 | Terminal Bar 15 Way | 10.25 | 3250610422236 | 0.077 | KG
Hager | VAT16 | Terminal Bar 16 Way | 10.37 | 3250610422243 | 0.081 | KG
Hager | VAT17 | Terminal Bar 17 Way | 10.37 | 3250610422250 | 0.085 | KG
Hager | VAT18 | Terminal Bar 18 Way | 10.55 | 3250610422267 | 0.089 | KG
Hager | VAT19 | Terminal Bar 19 Way | 10.71 | 3250610422274 | 0.096 | KG
Hager | VAT20 | Terminal Bar 20 Way | 10.84 | 3250610424520 | 0.1 | KG
Hager | VAT21 | Terminal Bar 21 Way | 10.84 | 3250610422298 | 0.104 | KG
Hager | VAT22 | Terminal Bar 22 Way | 11.01 | 3250610422304 | 0.108 | KG
Hager | VAT24 | Terminal Bar 24 Way | 11.3 | 3250610422328 | 0.116 | KG
Hager | VE24AH | 2 Way Garage CU 40A Type A RCCB IP55 | 159.64 | 5015652603559 | 1.2 | KG
Hager | VM004 | Encl.,D30,4M,w/DIN rail,metal | 124.29 | 3250610840368 | 1.4 | KG
Hager | VM004K | Encl.,D30,4M,w/DIN rail,metal,EKO | 124.29 | 3250610840375 | 1.4 | KG
Hager | VM008 | Encl.,D30,8M,w/DIN rail,metal | 130.59 | 3250610840382 | 1.8 | KG
Hager | VM008K | Encl.,D30,8M,w/DIN rail,metal,EKO | 130.59 | 3250610840399 | 1.8 | KG
Hager | VM012 | Encl.,D30,12M,w/DIN rail,metal | 149.38 | 3250610840405 | 2.3 | KG
Hager | VM012K | Encl.,D30,12M,w/DIN rail,metal,EKO | 149.38 | 3250610840412 | 2.3 | KG
Hager | VM016 | Encl.,D30,16M,w/DIN rail,metal | 161.78 | 3250610840429 | 2.8 | KG
Hager | VM016K | Encl.,D30,16M,w/DIN rail,metal,EKO | 161.78 | 3250610840436 | 2.8 | KG
Hager | VM018 | Encl.,D30,18M,w/DIN rail,metal | 167.26 | 3250610841266 | 3.1 | KG
Hager | VM018K | Encl.,D30,18M,w/DIN rail,metal,EKO | 167.26 | 3250610841273 | 3.1 | KG
Hager | VM01CE | Cable entry pl.,D30,metal | 10.72 | 3250610841242 | 0.2 | KG
Hager | VM01SP | Rear stand off pl.,D30,consum.unit | 40.41 | 5015652600657 | 0.29 | KG
Hager | VM022 | Encl.,D30,22M,w/DIN rail,metal | 175.9 | 3250610840443 | 3.5 | KG
Hager | VM022K | Encl.,D30,22M,w/DIN rail,metal,EKO | 175.9 | 3250610840450 | 3.5 | KG
Hager | VM02CE | Cable entry pl.,Design Range,ins.,5pcs. | 16.18 | 3250610841860 | 0.2 | KG
Hager | VM03CB | 30mm*40mm Cable Entry Closed (Pack 10) | 11.27 | 5015652601074 | 0.2 | KG
Hager | VM03CE | 30mm*40mm Cable Entry Open (Pack 10) | 11.27 | 5015652601081 | 0.2 | KG
Hager | VM04CB | Meter Tail Entry Closed (Pack 10) | 11.27 | 5015652601098 | 0.2 | KG
Hager | VM04CE | Meter tail Entry Open (Pack 10) | 11.27 | 5015652601104 | 0.003 | KG
Hager | VM05GS | Grommet strip,D30,5m | 7.09 | 3250610841877 | 0.1 | KG
Hager | VM106 | Con.unit,D30,6w,100A,sw discon.inc. | 145.61 | 3250610840467 | 2.1 | KG
Hager | VM10606 | Con.unit,D30,dual row,6+6w,100A,sw disc. | 290.03 | 3250610458532 | 4 | KG
Hager | VM10606K | Con.unit,D30,dual row,6+6w,100A,sw disc. | 290.03 | 3250610458549 | 4 | KG
Hager | VM106K | Con.unit,D30,6w,100A,sw discon.inc.,w/ko | 145.61 | 3250610840474 | 2.1 | KG
Hager | VM10810KSPD | Dual Row, 8 + 10 way 100A SW KO SPD | 456.25 | 5015652604396 | 5 | KG
Hager | VM10810SPD | Dual Row, 8 + 10 way 100A SW SPD | 456.25 | 5015652604402 | 6.18 | KG
Hager | VM108KSPD | 8 way 100A Switch KO Type 2 SPD | 306.9 | 5015652604495 | 3.5 | KG
Hager | VM108SPD | 8 way 100A Switch Type 2 SPD | 306.9 | 5015652604525 | 3.5 | KG
Hager | VM110 | Con.unit,D30,10w,100A,sw discon. inc. | 164.36 | 3250610840481 | 2.6 | KG
Hager | VM11010 | Con.unit,D30,dual row,10+10w,sw disc. | 329.42 | 3250610458556 | 5 | KG
Hager | VM11010K | Con.unit,D30,dual row,10+10w,sw disc.,ko | 329.42 | 3250610458563 | 5 | KG
Hager | VM110K | Con.unit,D30,10w,100A,sw disc.,w/ko | 164.36 | 3250610840498 | 2.6 | KG
Hager | VM11214KSPD | Dual Row, 12 + 14 way 100A SW KO SPD | 481.1 | 5015652605683 | 5 | KG
Hager | VM11214SPD | Dual Row, 12 + 14 way 100A SW SPD | 481.1 | 5015652605690 | 7.36 | KG
Hager | VM112KSPD | Design 30, 12 way 100A SW KO SPD | 319.32 | 5015652604990 | 5 | KG
Hager | VM112SPD | Design 30, 12 way 100A SW SPD | 319.32 | 5015652605003 | 5 | KG
Hager | VM114 | Con.unit,D30,14w,100A,Switch | 176.8 | 5015652250845 | 3.3 | KG
Hager | VM11414 | Con.unit,D30,dual row,14+14w,sw disc. | 355.51 | 3250610458570 | 5.1 | KG
Hager | VM11414K | Con.unit,D30,dual row,14+14w,sw disc.,ko | 355.51 | 3250610458587 | 5.3 | KG
Hager | VM114K | Con.unit,D30,14w,100A,sw disc.,knockouts | 176.8 | 3250610840504 | 3.1 | KG
Hager | VM11820KSPD | Design 30,18+20 way 100A SW SPD KO | 509.34 | 5015652605034 | 5 | KG
Hager | VM11820SPD | Design 30,18+20 way 100A SW SPD | 509.34 | 5015652605041 | 5 | KG
Hager | VM118KSPD | Design 30, 18 way 100A SW KO SPD | 333.43 | 5015652605058 | 5 | KG
Hager | VM118SPD | Design 30, 18 way 100A SW SPD | 333.43 | 5015652605065 | 5 | KG
Hager | VM120 | Con.unit,D30,20w,100A,sw disconnector | 190.92 | 5015652250869 | 2.7 | KG
Hager | VM12020 | Con.unit,D30,dual row,20+20w,sw disc. | 385.15 | 3250610458631 | 7.7 | KG
Hager | VM12020K | Con.unit,D30,dual row,20+20w,sw disc.,ko | 385.15 | 3250610458648 | 7.7 | KG
Hager | VM120K | Con.unit,D30,20w,100A,sw disc.,knockouts | 190.92 | 3250610840511 | 3.9 | KG
Hager | VM202 | Con.unit,D30,2w,63A,sw disconnector | 136.29 | 3250610840566 | 1.8 | KG
Hager | VM202K | Con.unit,D30,2w,63A,sw disc.,w/knockouts | 136.29 | 3250610840573 | 1.8 | KG
Hager | VM206 | Con.unit,D30,6w,63A,sw disconnector | 142.59 | 3250610840580 | 2.1 | KG
Hager | VM206K | Con.unit,D30,6w,63A,sw disc.,w/knockouts | 142.59 | 3250610840597 | 2.1 | KG
Hager | VM24AH | Con.unit,D30,2w,40A,garage,Type A RCCB | 113.92 | 5015652603566 | 1.9 | KG
Hager | VM24AHK | Con.unit,D30,2w,40A,garage,Type A RCCB | 113.92 | 5015652603573 | 2.3 | KG
Hager | VM24HK | Con.unit,D30,2w,40A,m. garage b.,RCCB,KO | 111.15 | 3250610841822 | 1.9 | KG
Hager | VM306AH | Con.unit,D30,6w,100A,30mA type A RCCB | 215.17 | 5015652603580 | 2.72 | KG
Hager | VM306AHK | 6 Way 100A 30mA Type A RCCB Incomer | 215.17 | 5015652603597 | 2.73 | KG
Hager | VM310AH | 10 Way 100A 30mA Type A RCCB Incomer | 234.42 | 5015652603603 | 3.3 | KG
Hager | VM310AHK | 10 Way 100A 30mA Type A RCCB Incomer | 227.59 | 5015652603610 | 3.3 | KG
Hager | VM314AH | 14 Way 100A 30mA Type A RCCB Incomer | 247.16 | 5015652603627 | 3.1 | KG
Hager | VM314AHK | 14 Way 100A 30mA Type A RCCB Incomer | 247.16 | 5015652603634 | 3.1 | KG
Hager | VM402AH | 2 Way 40A 30mA Type A RCCB Incomer | 163.45 | 5015652603641 | 2.07 | KG
Hager | VM402HK | Con.unit,D30,2w,40A,metal,30mA,RCCB,ko. | 155.68 | 3250610840672 | 1.5 | KG
Hager | VM406AH | Con.unit,D30,6w,63A,30mA Type A RCCB | 166.17 | 5015652603665 | 2.69 | KG
Hager | VM406AHK | Con.unit,D30,6w,63A,30mA Type A RCCB | 166.17 | 5015652603672 | 2.67 | KG
Hager | VM410AH | Con.unit,D30,8w,63A,30mA, Type A RCCB | 185.44 | 5015652603689 | 3.26 | KG
Hager | VM410AHK | Con.unit,D30,8w,63A,30mA, Type A RCCB | 185.44 | 5015652603696 | 3.26 | KG
Hager | VM90610CUKSPD | 6+10w HI 100A Sw 2*100A 30mA RCCB SPD | 522.22 | 5015652605218 | 5 | KG
Hager | VM90610CUSPD | 6+10w HI 100A Sw 2*100A 30mA RCCB SPD | 522.22 | 5015652605225 | 5 | KG
Hager | VM90810CU | Dual Row HI Conf 8+10 Way 100A Sw 2*100A | 470.44 | 5015652602088 | 7.8 | KG
Hager | VM90810CUK | Dual Row HI Conf 8+10 Way 100A Sw 2*100A | 470.44 | 5015652602095 | 7.8 | KG
Hager | VM90810H | Dual Row 8+10W 100A Sw 2*100A 30mA RCCB | 466.89 | 5015652602101 | 7.8 | KG
Hager | VM90810HK | Dual Row 8+10W 100A Sw 2*100A 30mA RCCB | 445.08 | 5015652602118 | 7.8 | KG
Hager | VM908CUKSPD | 8w Conf HI 100A Sw 2*100A 30mA RCCB SPD | 425.58 | 5015652605232 | 5.05 | KG
Hager | VM908CUSPD | 8w Conf HI 100A Sw 2*100A 30mA RCCB SPD | 425.58 | 5015652605249 | 5.03 | KG
Hager | VM91014CUKSPD | 10+14W HI 100A Sw 2*100A 30mA RCCB SPD | 619.86 | 5015652605720 | 7.95 | KG
Hager | VM91014CUSPD | 10+14 HI 100A Sw 2*100A 30mA RCCB SPD | 619.86 | 5015652605737 | 8.02 | KG
Hager | VM910C | 10 Way Conf 100A Sw 2*100A 30mA RCCB | 283.05 | 5015652602125 | 4.7 | KG
Hager | VM910CK | 10 Way Conf 100A Sw 2*100A 30mA RCCB KO | 283.05 | 5015652602132 | 4.7 | KG
Hager | VM910CU | 10 Way HI Cf 100A Sw 2*100A 30mA RCCB | 286.45 | 5015652602149 | 4 | KG
Hager | VM910CUK | 10 Way HI Cf 100A Sw 2*100A 30mA RCCB KO | 286.45 | 5015652602156 | 4 | KG
Hager | VM910CUKSPD | 10w Conf HI 100A Sw 2*100A 30mA RCCB SPD | 435.04 | 5015652605270 | 5 | KG
Hager | VM910CUSPD | 10w Conf HI 100A Sw 2*100A 30mA RCCB SPD | 435.04 | 5015652605287 | 5.3 | KG
Hager | VM91214CU | Dual Row HI Conf 12+14 Way 100A Sw 2*100 | 501.2 | 5015652602163 | 7.6 | KG
Hager | VM91214CUK | Dual Row HI Conf 12+14 Way 100A Sw 2*100 | 501.2 | 5015652602170 | 7.6 | KG
Hager | VM91214H | Dual Row 12+14W 100A Sw 2*100A 30mA RCCB | 459.49 | 5015652602187 | 7.4 | KG
Hager | VM91214HK | Dual Row 12+14W 100A Sw 2*100A 30mA RCCB | 459.49 | 5015652602194 | 7.8 | KG
Hager | VM912CK | 12 Way Conf 100A Sw 2*100A 30mA RCCB KO | 426.94 | 5015652602200 | 5 | KG
Hager | VM912CU | 12 Way HI Cf 100A Sw 2*100A 30mA RCCB KO | 294.52 | 5015652602217 | 5 | KG
Hager | VM912CUK | 12 Way HI Cf 100A Sw 2*100A 30mA RCCB KO | 294.52 | 5015652602224 | 5 | KG
Hager | VM914CUKSPD | 14w Conf HI 100A Sw 2*100A 30mA RCCB | 445.65 | 5015652605294 | 5.94 | KG
Hager | VM914CUSPD | 14w Conf HI 100A Sw 2*100A 30mA SPD | 445.65 | 5015652605300 | 5.95 | KG
Hager | VM91620CUKSPD | 15+20w HI 100A Sw 2*100A 30mA RCCB SPD | 631.85 | 5015652605317 | 9.5 | KG
Hager | VM91620CUSPD | 15+20w HI 100A Sw 2*100A 30mA RCCB SPD | 631.85 | 5015652605324 | 9.58 | KG
Hager | VM916CK | 16 Way Conf 100A Sw 2*100A 30mA RCCB KO | 299.7 | 5015652602255 | 5 | KG
Hager | VM916CU | 16 Way HI Cf 100A Sw 2*100A 30mA RCCB | 303.12 | 5015652602262 | 5.6 | KG
Hager | VM916CUK | 16 Way HI Cf 100A Sw 2*100A 30mA RCCB KO | 303.12 | 5015652602279 | 5 | KG
Hager | VM91820CU | Dual Row HI Cf 18+20 Way 100A Sw 2*100A | 513.8 | 5015652602286 | 9.1 | KG
Hager | VM91820CUK | Dual Row HI Cf 18+20 Way 100A Sw 2*100A | 513.8 | 5015652602293 | 9.7 | KG
Hager | VM91820H | Dual Row 18+20W 100A Sw 2*100A 30mA RCCB | 510.6 | 5015652602309 | 9.3 | KG
Hager | VM91820HK | Dual Row 18+20W 100A Sw 2*100A 30mA RCCB | 510.6 | 5015652602316 | 9.3 | KG
Hager | VM918C | Con.unit,D30,18w,twin tar conf,2*100A,sw | 205.93 | 3250610841174 | 5 | KG
Hager | VM918CK | Con.unit,D30,18w,twin tar conf,2*100A,sw | 205.93 | 3250610841181 | 5 | KG
Hager | VM946H | Dual Row 4+6 Way 100A Sw 2*100A 30mA RCC | 420.36 | 5015652602323 | 4.3 | KG
Hager | VM946HK | Dual Row 4+6 Way 100A Sw 2*100A 30mA RCC | 420.36 | 5015652602330 | 4.3 | KG
Hager | VM954R | 10 Way 5+4+1 100A Sw 2*100A 30mA RCCB | 351.88 | 5015652602347 | 4.8 | KG
Hager | VM954RK | 10 Way 5+4+1 100A Sw 2*100A 30mA RCCB KO | 351.88 | 5015652602354 | 4.83 | KG
Hager | VM955914H | Dual Tariff 5+5 +14 100A Sw 3*100A RCCB | 527.28 | 5015652602361 | 7.8 | KG
Hager | VM955914HK | Dual Tariff 5+5 +14 100A Sw 3*100A RCCB | 527.28 | 5015652602378 | 7.8 | KG
Hager | VM955H | 10 Way 100A Switch 2*100A 30mA RCCB | 283.05 | 3250610841198 | 4 | KG
Hager | VM955HK | 10 Way 5+5 100A Sw 2*100A 30mA RCCB | 283.05 | 5015652602385 | 4 | KG
Hager | VM9651 | Con.unit,D30,12w,multi tar 6+5+1,1*100A | 217.93 | 3250610841204 | 5 | KG
Hager | VM9651K | Con.unit,D30,12w,multi tar 6+5+1,1*100A | 217.93 | 3250610841211 | 5 | KG
Hager | VM966H | 12 Way 6+6 100A Sw 2*100A 30mA RCCB | 292.51 | 3250610841228 | 5 | KG
Hager | VM966HK | 12 Way 6+6 100A Sw 2*100A 30mA RCCB KO | 289.51 | 5015652602415 | 5 | KG
Hager | VMA90405H | 2 Row,2*100A 30mA RCCB,4+5Way,ARC Fault | 434.23 | 5015652604266 | 6.45 | KG
Hager | VMA90405HK | 2 Row,2*100A 30mA RCCB,4+5Way,ARC Fault | 434.23 | 5015652604273 | 6.45 | KG
Hager | VMA90507HKSPD | 2 Row,2*100A 30mA RCCB,5+7Way,AFDD+SPD | 587.34 | 5015652606987 | 7.9 | KG
Hager | VMA90507HSPD | 2 Row,2*100A 30mA RCCB,5+7Way,AFDD+SPD | 587.34 | 5015652606994 | 7.9 | KG
Hager | VMA90607H | 2 Row,2*100A 30mA RCCB,6+7Way,ARC Fault | 448.29 | 5015652604280 | 7.66 | KG
Hager | VMA90607HK | 2 Row,2*100A 30mA RCCB,6+7Way,ARC Fault | 448.29 | 5015652604297 | 7.66 | KG
Hager | VMA90810HKSPD | 2 Row,2*100A 30mA RCCB,8+10Way,AFDD+SPD | 637.18 | 5015652607007 | 9.26 | KG
Hager | VMA90810HSPD | 2 Row,2*100A 30mA RCCB,8+10Way,AFDD+SPD | 637.18 | 5015652607014 | 9.26 | KG
Hager | VMA90910H | 2 Row,2*100A 30mA RCCB,9+10Way,ARC Fault | 498.13 | 5015652604303 | 9.58 | KG
Hager | VMA90910HK | 2 Row,2*100A 30mA RCCB,9+10Way,ARC Fault | 498.13 | 5015652604310 | 9.58 | KG
Hager | VMGROM | Grommet,D Range,10 open hole,38mm | 11.24 | 3250610841990 | 0.2 | KG
Hager | VMHBL | HSE Padlock Bracket,D Range | 24.06 | 3250610841341 | 0.1 | KG
Hager | VML004 | Enclosure,D10,4M,with DIN rail | 84.46 | 3250610840009 | 1.4 | KG
Hager | VML008 | Enclosure,D10,8M,with DIN rail | 91.31 | 3250610840016 | 1.8 | KG
Hager | VML012 | Enclosure,D10,12M,with DIN rail | 124.45 | 3250610840023 | 2.3 | KG
Hager | VML016 | Enclosure,D10,16M,with DIN rail | 131.85 | 3250610840030 | 2.8 | KG
Hager | VML018 | Enclosure,D10,18M,with DIN rail | 139.22 | 3250610841310 | 3.1 | KG
Hager | VML022 | Enclosure,D10,22M,with DIN rail | 142.24 | 3250610840047 | 3.5 | KG
Hager | VML10606 | Con.unit,D10,dual row,6+6w,100A,sw disc. | 209.19 | 3250610459119 | 4.1 | KG
Hager | VML10810SPD | Dual Row, 8+10 Way 100A Sw Type 2 SPD | 408.61 | 5015652605782 | 5 | KG
Hager | VML108SPD | 8 Way 100A Switch Type 2 SPD | 272.64 | 5015652605799 | 2.5 | KG
Hager | VML108SPDRK | 8 Way 100A Metal CU Rnd KO + SPD | 272.64 | 5015652606802 | 3.34 | KG
Hager | VML11010 | Con.unit,D10,dual row,10+10w,100A,sw | 279.39 | 3250610459126 | 5.2 | KG
Hager | VML11214SPD | Dual Row, 12 + 14 way 100A SW SPD | 425.36 | 5015652605805 | 7.33 | KG
Hager | VML112SPD | 12 Way 100A Switch Type 2 SPD | 281.98 | 5015652605812 | 4 | KG
Hager | VML112SPDRK | 12 Way 100A Metal CU Rnd KO + SPD | 281.98 | 5015652606826 | 4.15 | KG
Hager | VML11414 | Con.unit,D10,dual row,14+14w,100A,sw | 296.97 | 3250610459133 | 6 | KG
Hager | VML11820SPD | Design 10, 18+20 way 100A SW SPD | 453.53 | 5015652605355 | 9 | KG
Hager | VML118SPD | Design 10, 18 way 100A SW SPD | 299.76 | 5015652605362 | 4.97 | KG
Hager | VML118SPDRK | 18 Way 100A Metal CU Rnd KO + SPD | 299.76 | 5015652606840 | 4.95 | KG
Hager | VML12020 | Con.unit,D10,dual row,20+20w,100A,sw | 326.56 | 3250610459157 | 7.5 | KG
Hager | VML202 | Con.unit,D10,2w,63A,metal,sw disc. | 96.44 | 3250610840092 | 1.8 | KG
Hager | VML202RK | 2 Way 63A Metal CU Round KO | 96.44 | 5015652606901 | 1.92 | KG
Hager | VML206 | Con.unit,D10,6w,63A,metal,sw disc. | 103.32 | 3250610840108 | 2.1 | KG
Hager | VML310AH | 10 Way 100A 30mA Type A RCCB Incomer | 199.29 | 5015652603849 | 3.29 | KG
Hager | VML314AH | 14 Way 100A 30mA Type ARCCB Incomer | 208.89 | 5015652603856 | 3.92 | KG
Hager | VML512AC | Con.unit,D10,12w,100Asw 100A,30mA Type A | 192.32 | 5015652603894 | 4.4 | KG
Hager | VML90610CUSPD | 6+10 HI 100A Sw 2*100A 30mA RCCB SPD | 516.23 | 5015652605447 | 6.8 | KG
Hager | VML90810H | Dual Row 8+10W 100A Sw 2*100A 30mA RCCB | 393.51 | 5015652601760 | 6.3 | KG
Hager | VML908CUSPD | 8w Conf HI 100A Sw 2*100A 30mA RCCB SPD | 393.11 | 5015652605454 | 5.12 | KG
Hager | VML908CUSPDRK | 8w Hi 100A Sw 2*100A 30mA RCCB SPD RKO | 393.11 | 5015652605935 | 5.05 | KG
Hager | VML91014CUSPD | 10+14 HI 100A Sw 2*100A 30mA RCCB SPD | 531.54 | 5015652605942 | 8 | KG
Hager | VML910C | 10 Way Conf 100A Sw 2*100A 30mA RCCB | 239 | 5015652601777 | 4.2 | KG
Hager | VML910CUB8 | 10 Way Conf 100A SW 2 x 100A RCCB+ 8 MCB | 385.35 | 5015652601791 | 5.7 | KG
Hager | VML910CURKPP | VML910CURK + 8 MCBs & Blanks | 239.7 | 5015655279447 | 5.914 | KG
Hager | VML910TGSPD | 10w 100A 100mA TD RCCB +100A 30mA SPD | 483.09 | 5015652605966 | 4.61 | KG
Hager | VML91214CU | Dual Row HI Conf 12+14 Way 100A Sw 2*100 | 417.85 | 5015652601807 | 7.6 | KG
Hager | VML91214H | Dual Row 12+14W 100A Sw 2*100A 30mA RCCB | 414.28 | 5015652601814 | 7.6 | KG
Hager | VML912C | 12 Way Conf 100A Sw 2*100A 30mA RCCB Met | 254.04 | 5015652601821 | 4.2 | KG
Hager | VML912CU | 12 Way HI Cf 100A Sw 2*100A 30mA RCCB Me | 257.42 | 5015652601838 | 4.2 | KG
Hager | VML912TG | 12 Way Conf 100A 100mA TD RCCB +100A 30m | 261.36 | 5015652601845 | 4.2 | KG
Hager | VML91620CUSPD | 16+20 HI 100A Sw 2*100A 30mA RCCB SPD | 561.12 | 5015652605492 | 5 | KG
Hager | VML916C | 16 Way Conf 100A Sw 2*100A 30mA RCCB Met | 259.96 | 5015652601852 | 5.54 | KG
Hager | VML916CURKPP | VML916CURK + 12 MCBs & Blanks | 280.08 | 5015655279454 | 7.244 | KG
Hager | VML91820CU | Dual Row HI Conf 18+20 Way 100A Sw 2*100 | 452.74 | 5015652601883 | 9.3 | KG
Hager | VML91820H | Dual Row 18+20W 100A Sw 2*100A 30mA RCCB | 449.17 | 5015652601906 | 8.1 | KG
Hager | VML918C | Con.unit,D10,18w,twin tar conf,2*100A,sw | 172.25 | 3250610840344 | 4.9 | KG
Hager | VML946H | Dual Row 4+6 Way 100A Sw 2*100A 30mA RCC | 313.87 | 5015652601913 | 4.2 | KG
Hager | VML955914H | Dual Tariff 5+5 +14 100A Sw 3*100A RCCB | 447.9 | 5015652601937 | 7.8 | KG
Hager | VML955TGSPD | 10 Way 100A 100mA TD + 2 x 100A RCCB SPD | 469.01 | 5015652605980 | 5.04 | KG
Hager | VML9651 | Con.unit,D10,12w,multi tar6+5+1,1*63A | 184.23 | 3250610840351 | 5.2 | KG
Hager | VML9662 | 14 Way 6+6+2 100A Sw 3*100A 30mA | 292.06 | 5015652601968 | 5.89 | KG
Hager | VML966TG | 12 Way 100A 100mA TD + 2 x 100A RCCB | 336.37 | 5015652601999 | 4.92 | KG
Hager | VMLA90405H | 2 Row,2*100A 30mA RCCB,4+5Way,ARC Fault | 390.82 | 5015652603979 | 6.45 | KG
Hager | VMLA90507HSPD | 2 Row,2*100A 30mA RCCB,5+7Way,AFDD+SPD | 543.23 | 5015652607045 | 7.9 | KG
Hager | VMLA90607H | 2 Row,2*100A 30mA RCCB,6+7Way,ARC Fault | 404.18 | 5015652603351 | 7.66 | KG
Hager | VMLA90810HSPD | 2 Row,2*100A 30mA RCCB,8+10Way,AFDD+SPD | 577.26 | 5015652607052 | 9.26 | KG
Hager | VMLA90910H | 2 Row,2*100A 30mA RCCB,9+10Way,ARC Fault | 438.21 | 5015652603368 | 9.58 | KG
Hager | VMLF112SPD | 12 Way 100A Switch SPD Flush | 295.94 | 5015652605997 | 4.25 | KG
Hager | VMLF118SPD | Design 10, 18 way 100A SW SPD | 315.49 | 5015652605522 | 5.231 | KG
Hager | VMLF120 | Con.unit,D10,flush m.,20w,100A,sw disc. | 172.96 | 3250610841907 | 3.6 | KG
Hager | VMLF908CUSPD | 8 Way HI 100A Sw 2*100A 30mA RCCB SPD | 413.39 | 5015652605560 | 5 | KG
Hager | VMLF910CU | 10 Way Flush 100A Sw 2*100A 30mA RCCB | 270.86 | 5015652602033 | 5 | KG
Hager | VMLF910CUSPD | 10 Way HI 100A Sw 2*100A 30mA RCCB SPD | 424.91 | 5015652605577 | 5 | KG
Hager | VMLF912C | 12 Way Flush 100A Sw 2*100A 30mA RCCB | 274.42 | 5015652602040 | 5.5 | KG
Hager | VMLF912CU | 12 Way HI Cf 100A Sw 2*100A 30mA RCCB | 282.38 | 5015652602057 | 5 | KG
Hager | VMLF914CUSPD | 14 Way HI 100A Sw 2*100A 30mA RCCB SPD | 442.46 | 5015652605584 | 5.92 | KG
Hager | VMLF916CU | 16 Way HI Cf 100A Sw 2*100A 30mA RCCB | 293.92 | 5015652602071 | 5.5 | KG
Hager | VMLOCK | Con.unit,D Range,VM,door locking kit | 18.59 | 3250610841358 | 0.1 | KG
Hager | VS112 | 12 Way 100A Switch Skeleton | 94.75 | 3250610419519 | 2 | KG
Hager | VSR110 | Design 50, 10 Way, 100A Sw Disconnector | 210.13 | 3250610459744 | 2.5 | KG
Hager | VSR112SPD | 12 Way 100A Switch SPD Flush | 363.45 | 5015652606000 | 5 | KG
Hager | VSR114 | Design 50, 14 Way, 100A Sw Disconnector | 220.92 | 3250610459751 | 3.1 | KG
Hager | VSR118SPD | Design 50, 18 way 100A SW SPD | 383.98 | 5015652605614 | 5.23 | KG
Hager | VSR120 | Design 50, 20 Way, 100A Sw Disconnector | 241.44 | 3250610459768 | 3.8 | KG
Hager | VSR908CUSPD | 8 Way HI 100A Sw 2*100A 30mA RCCB SPD | 497.13 | 5015652605652 | 5.31 | KG
Hager | VSR910CU | 10Way,Hi Integ,100A Sw,2*100A 30mA RCCB | 353.68 | 5015652602521 | 5 | KG
Hager | VSR910CUSPD | 10 Way HI 100A Sw 2*100A 30mA RCCB SPD | 508.5 | 5015652605669 | 5 | KG
Hager | VSR912CU | 12Way,Hi Integ,100A Sw,2*100A 30mA RCCB | 365.58 | 5015652602545 | 5.4 | KG
Hager | VSR914CUSPD | 14w HI 100A Sw 2*100A 30mA RCCB SPD | 519.92 | 5015652606017 | 5 | KG
Hager | VSR916CU | 16Way,Hi Integ,100A Sw,2*100A 30mA RCCB | 378.8 | 5015652602569 | 5 | KG
Hager | VSRHBL | Design 50 Lock Pack of 6 | 32.32 | 5015652600718 | 0.2 | KG
Hager | VSRLOCK | Design 50 Key Lock | 19.53 | 5015652600879 | 0.1 | KG
Hager | VW110G | 10 Way 100A Switch IP55 | 182.56 | 3250610419540 | 2.8 | KG
Hager | VW310G | 10 Way 100A 30mA RCD IP55 | 263.68 | 3250610419557 | 2.5 | KG
Hager | 624SEL212/12 | Safety Pendant Set Short Skirt 12" | 12.46 | 5015652088660 | 0.13 | KG
Hager | 624SEL212SC6 | Safety Pendant Set 6" Safety Cover | 11.68 | 3250617260312 | 0.15 | KG
Hager | 624SEL214/6 | Safety Pendant Set HO Shield 6" | 10.62 | 5015652082323 | 0.001 | KG
Hager | HAL70 | Lampholder skirt, Ceiling Accessory | 1 | 5015652080183 | 0.012 | KG
Hager | HAL72 | Home Office Shield, Ceiling Accessory | 1.38 | 5015652080190 | 0.018 | KG
Hager | MB326E/MT | MOUNTING BLOCK WITH EARTH TERM | 5.44 | 5015652100386 | 0.039 | KG
Hager | SEL214 | Safety Lampholder HO Shield | 4.56 | 5015652080817 | 0.048 | KG
Hager | SEL354 | Safety Straight Batt L/H HO Shield | 7.85 | 5015652087526 | 0.054 | KG
Hager | SEL96TSC | Safety Straight Batt L/H Safety Cover | 11.68 | 3250617260329 | 0.118 | KG
Hager | A1 | Ceiling Rose Cover White | 1.95 | 5015652040514 | 0.028 | KG
Hager | A1/R | Ceiling Rose Cover Red | 1.95 | 3250610420102 | 267 | G
Hager | A1BLACK | A1 COVER BLACK | 2.09 | 5015654772284 | 0.026 | KG
Hager | CR64AX | 4 Pin Plug in Ceiling Rose White | 17.08 | 5015652040231 | 0.091 | KG
Hager | CR64AX/1.0 | CR64AX c/w 4 Core 0.75mm2 1m PVC Lead | 29.69 | 5015652041726 | 0.189 | KG
Hager | CR64AX/1.0LSF/2 | CR64AX c/w 4 Core 1mm2 2m LS0H Lead | 43.34 | 5015652041146 | 0.291 | KG
Hager | CR64AX/1.0LSF/3 | CR64AX c/w 4 Core 1mm2 3m LS0H Lead | 47.57 | 5015652041771 | 0.344 | KG
Hager | CR64AX/1.0LSF/4 | CR64AX c/w 4 Core 1mm2 4m LS0H Lead | 55.7 | 5015652041788 | 429 | G
Hager | CR64AX/1.0LSF/5 | CR64AX c/w 4 Core 1mm2 5m LS0H Lead | 58.33 | 5015652041795 | 0.597 | KG
Hager | CR64AX/1.0PVC/2 | CR64AX c/w 4 Core 1mm2 2m PVC Lead | 32.59 | 5015652041542 | 0.275 | KG
Hager | CR64AX/1.0PVC/3 | CR64AX c/w 4 Core 1mm2 3m PVC Lead | 38.57 | 5015652041986 | 0.409 | KG
Hager | CR64AX/1.0PVC/4 | CR64AX c/w 4 Core 1mm2 4m PVC Lead | 42.82 | 5015652041993 | 0.494 | KG
Hager | CR64AX/1.0PVC/5 | CR64AX c/w 4 Core 1mm2 5m PVC Lead | 46.56 | 5015652042006 | 0.591 | KG
Hager | CR64AX/2.0 | CR64AX c/w 4 Core 0.75mm2 2m PVC Lead | 26.85 | 5015652040842 | 0.267 | KG
Hager | CR64AX/3.0 | CR64AX c/w 4 Core 0.75mm2 3m PVC Lead | 35.18 | 5015652041160 | 0.376 | KG
Hager | CR64AX/4.0 | CR64AX c/w 4 Core 0.75mm2 4m PVC Lead | 38.04 | 5015652042013 | 0.452 | KG
Hager | CR64AX/LSF/1.0 | CR64AX c/w 4 Core 0.75mm2 1m LS0H Lead | 40.09 | 5015652042044 | 0.19 | KG
Hager | CR64AX/LSF/2.0 | CR64AX c/w 4 Core 0.75mm2 2m LS0H Lead | 37.98 | 5015652040996 | 0.27 | KG
Hager | CR64AX/LSF/3.0 | CR64AX c/w 4 Core 0.75mm2 3m LS0H Lead | 44.08 | 5015652041863 | 0.382 | KG
Hager | CR64AX/LSF/4.0 | CR64AX c/w 4 Core 0.75mm2 4m LS0H Lead | 45.76 | 5015652041856 | 0.467 | KG
Hager | CR64AX/R | 4 Pin Plug in Ceiling Rose Red | 18.44 | 5015652048732 | 0.09 | KG
Hager | EE804A | Movement detector 360° surface mounted | 98.91 | 3250612258765 | 205 | G
Hager | EE805A | Movement detector 360° flush mounted | 98.91 | 3250612258758 | 150 | G
Hager | EE815B | Presence detector 360° monobloc black | 140.14 | 3250617579582 | 0.195 | KG
Hager | EEK001 | Infrared remote control for settings | 173.07 | 3250617579148 | 86 | G
Hager | EEK002 | Remote control for the customer | 145.72 | 3250617579155 | 96 | G
Hager | EEK005 | Backbox for Surface BESA detectors | 9.13 | 3250617579162 | 112 | G
Hager | EEK005B | Backbox for Surface BESA detectors black | 10.06 | 3250617579728 | 95 | G
Hager | EEK510B | Standard PIR Occupancy Sensor | 127.68 | 3250617579001 | 135 | G
Hager | EEK513W | PIR Occupancy Sensor 3m lead | 142.85 | 3250617579100 | 641 | G
Hager | EEK520B | DIGITAL PIR OCCUPANCY SENSOR | 200.39 | 3250617579018 | 135 | G
Hager | EEK523W | Digital PIR Occupancy Sensor 3m lead | 227.47 | 3250617579124 | 480 | G
Hager | KLDS10 | 10 Way klik Lighting Distribution Unit | 264.52 | 5015654770167 | 1.903 | KG
Hager | KLDS12 | 12 Way klik Lighting Distribution Unit | 300.11 | 5015654770174 | 2.135 | KG
Hager | KLDS4 | 4 Way klik Lighting Distribution Unit | 169.95 | 5015654770181 | 1.159 | KG
Hager | KLDS6 | 6 Way klik Lighting Distribution Unit | 197.6 | 5015654770198 | 1.413 | KG
Hager | KLDS6BLACK | KLDS 6 WAY BLACK | 197.6 | 5015654772291 | 1.396 | KG
Hager | KLDS8 | 8 Way klik Lighting Distribution Unit | 227.54 | 5015654770204 | 1.658 | KG
Hager | MB2 | ROUND SURFACE BOX - 30MM DEEP | 6.91 | 5015652040613 | 0.095 | KG
Hager | P22 | 3 Pin Plug White | 7.11 | 5015652040057 | 0.031 | KG
Hager | P22/1.0 | P22 c/w 3 Core 0.75mm2 1 Metre PVC Lead | 15.03 | 5015652041443 | 0.121 | KG
Hager | P22/1.0LSF/2.0 | P22 c/w 3 Core 1.00mm2 2 Metre LS0H Lead | 27.06 | 5015654770044 | 0.208 | KG
Hager | P22/1.0LSF/3.0 | P22 c/w 3 Core 1.00mm2 3 Metre LS0H Lead | 35.13 | 5015654770051 | 0.312 | KG
Hager | P22/1.0LSF/4.0 | P22 c/w 3 Core 1.00mm2 4 Metre LS0H Lead | 39.11 | 5015654770068 | 0.388 | KG
Hager | P22/1.0LSF/5.0 | P22 c/w 3 Core 1.00mm2 5 Metre LS0H Lead | 42.89 | 5015654770075 | 0.461 | KG
Hager | P22/1.0PVC/2.0 | P22 c/w 3 Core 1.00mm2 2 Metre PVC Lead | 21.09 | 5015654770082 | 0.202 | KG
Hager | P22/1.0PVC/3.0 | P22 c/w 3 Core 1.00mm2 3 Metre PVC Lead | 24.19 | 5015654770099 | 0.315 | KG
Hager | P22/1.0PVC/4.0 | P22 c/w 3 Core 1.00mm2 4 Metre PVC Lead | 28.77 | 5015654770105 | 0.382 | KG
Hager | P22/1.0PVC/5.0 | P22 c/w 3 Core 1.00mm2 5 Metre PVC Lead | 28.36 | 5015654770112 | 0.457 | KG
Hager | P22/2.0 | P22 c/w 3 Core 0.75mm2 2 Metre PVC Lead | 14.95 | 5015652040439 | 0.19 | KG
Hager | P22/3.0 | P22 c/w 3 Core 0.75mm2 3 Metre PVC Lead | 16.9 | 5015652040774 | 0.285 | KG
Hager | P22/4.0 | P22 c/w 3 Core 0.75mm2 4 Metre PVC Lead | 18.36 | 5015652041467 | 0.345 | KG
Hager | P22/LSF/1.0 | P22 c/w 3 Core 0.75mm2 1 Metre LS0H Lead | 21.51 | 5015652041887 | 126.78 | G
Hager | P22/LSF/2.0 | P22 c/w 3 Core 0.75mm2 2 Metre LS0H Lead | 23.18 | 5015652041504 | 0.193 | KG
Hager | P22/LSF/3.0 | P22 c/w 3 Core 0.75mm2 3 Metre LS0H Lead | 27.05 | 5015652041573 | 0.291 | KG
Hager | P22/LSF/4.0 | P22 c/w 3 Core 0.75mm2 4 Metre LS0H Lead | 33.5 | 5015652041566 | 0.357 | KG
Hager | P22BLACK | 3 PIN PLUG BLACK 6A | 7.47 | 5015654772307 | 0.031 | KG
Hager | P64AX | 4 Pin Plug White | 9.61 | 5015652040255 | 0.036 | KG
Hager | P64AX/1.0LSF/2 | P64AX c/w 4 Core 1.00mm2 2m LS0H Lead | 31.7 | 5015652041849 | 0.245 | KG
Hager | P64AX/1.0LSF/3 | P64AX c/w 4 Core 1.00mm2 3m LS0H Lead | 39.46 | 5015652041832 | 0.37 | KG
Hager | P64AX/1.0LSF/4 | P64AX c/w 4 Core 1.00mm2 4m LS0H Lead | 44.14 | 5015652041825 | 0.457 | KG
Hager | P64AX/1.0LSF/5 | P64AX c/w 4 Core 1.00mm2 5m LS0H Lead | 47.89 | 5015652041818 | 0.55 | KG
Hager | P64AX/1.0PVC/3 | P64AX c/w 4 Core 1.00mm2 3m PVC Lead | 30.63 | 5015652041948 | 0.361 | KG
Hager | P64AX/1.0PVC/5 | P64AX c/w 4 Core 1.00mm2 5m PVC Lead | 37.98 | 5015652042464 | 0.54 | KG
Hager | P64AX/2.0 | P64AX c/w 4 Core 0.75mm2 2m PVC Lead | 22.61 | 5015652040972 | 0.218 | KG
Hager | P64AX/3.0 | P64AX c/w 4 Core 0.75mm2 3m PVC Lead | 25.03 | 5015652041108 | 0.331 | KG
Hager | P64AX/4.0 | P64AX c/w 4 Core 0.75mm2 4m PVC Lead | 27.37 | 5015652041474 | 0.4 | KG
Hager | P64AX/LSF/1.0 | P64AX c/w 4 Core 0.75mm2 1m LS0H Lead | 27.9 | 5015652041917 | 142.96 | G
Hager | P64AX/LSF/2.0 | P64AX c/w 4 Core 0.75mm2 2m LS0H Lead | 29.84 | 5015652041535 | 0.221 | KG
Hager | P64AX/LSF/3.0 | P64AX c/w 4 Core 0.75mm2 3m LS0H Lead | 32.58 | 5015652041931 | 0.337 | KG
Hager | P64AX/LSF/4.0 | P64AX c/w 4 Core 0.75mm2 4m LS0H Lead | 35.23 | 5015652041894 | 0.428 | KG
Hager | P64AX/R | 4 Pin Plug Red | 8.52 | 5015652040262 | 0.036 | KG
Hager | P64AXR/1.0 | P64AXR c/w 4 Core 0.75mm2 1m PVC Lead | 20.6 | 5015652041559 | 116 | G
Hager | P64AXR/1.0LSF/2 | P64AXR c/w 4 Core 1.00mm2 2m LS0H Lead | 31.7 | 5015652041634 | 0.249 | KG
Hager | P64AXR/1.0LSF/3 | P64AXR c/w 4 Core 1.00mm2 3m LS0H Lead | 39.46 | 5015652041627 | 0.371 | KG
Hager | P64AXR/1.0LSF/4 | P64AXR c/w 4 Core 1.00mm2 4m LS0H Lead | 44.14 | 5015652041801 | 0.456 | KG
Hager | P64AXR/1.0LSF/5 | P64AXR c/w 4 Core 1.00mm2 5m LS0H Lead | 47.89 | 5015652041603 | 0.547 | KG
Hager | P64AXR/1.0PVC/2 | P64AXR c/w 4 Core 1.00mm2 2m PVC Lead | 26.18 | 5015652041641 | 225 | G
Hager | P64AXR/1.0PVC/3 | P64AXR c/w 4 Core 1.00mm2 3m PVC Lead | 30.63 | 5015652041511 | 0.371 | KG
Hager | P64AXR/1.0PVC/4 | P64AXR c/w 4 Core 1.00mm2 4m PVC Lead | 34.3 | 5015652041979 | 0.449 | KG
Hager | P64AXR/1.0PVC/5 | P64AXR c/w 4 Core 1.00mm2 5m PVC Lead | 37.98 | 5015652041023 | 0.543 | KG
Hager | P64AXR/2.0 | P64AXR c/w 4 Core 0.75mm2 2m PVC Lead | 22.16 | 5015652040958 | 0.219 | KG
Hager | P64AXR/3.0 | P64AXR c/w 4 Core 0.75mm2 3m PVC Lead | 24.08 | 5015652040897 | 0.328 | KG
Hager | P64AXR/4.0 | P64AXR c/w 4 Core 0.75mm2 4m PVC Lead | 27.37 | 5015652041481 | 0.414 | KG
Hager | P64AXR/LSF/1.0 | P64AXR c/w 4 Core 0.75mm2 1m LS0H Lead | 27.9 | 5015652041900 | 98 | G
Hager | P64AXR/LSF/2.0 | P64AXR c/w 4 Core 0.75mm2 2m LS0H Lead | 29.84 | 5015652041719 | 0.221 | KG
Hager | P64AXR/LSF/3.0 | P64AXR c/w 4 Core 0.75mm2 3m LS0H Lead | 32.58 | 5015652041580 | 0.332 | KG
Hager | P64AXR/LSF/4.0 | P64AXR c/w 4 Core 0.75mm2 4m LS0H Lead | 35.23 | 5015652041610 | 0.409 | KG
Hager | PCR2000 | Pre-Wired Plug-in Ceiling Rose White. | 11.81 | 5015652040125 | 0.083 | KG
Hager | PCR2000/1.0 | PCR2000 c/w 3 Core 0.75mm2 1m PVC Lead | 17.79 | 5015652040453 | 0.17 | KG
Hager | PCR2000/1.0LSF/2 | PCR2000 c/w 3 Core 1.00mm2 2m LS0H Lead | 35.06 | 5015652041153 | 0.251 | KG
Hager | PCR2000/1.0LSF/3 | PCR2000 c/w 3 Core 1.00mm2 3m LS0H Lead | 45.24 | 5015652041665 | 0.359 | KG
Hager | PCR2000/1.0LSF/4 | PCR2000 c/w 3 Core 1.00mm2 4m LS0H Lead | 49.8 | 5015652041696 | 0.436 | KG
Hager | PCR2000/1.0LSF/5 | PCR2000 c/w 3 Core 1.00mm2 5m LS0H Lead | 52.5 | 5015652041702 | 0.511 | KG
Hager | PCR2000/1.0PVC/2 | PCR2000 c/w 3 Core 1.00mm2 2m PVC Lead | 26.13 | 5015652041122 | 224 | G
Hager | PCR2000/1.0PVC/3 | PCR2000 c/w 3 Core 1.00mm2 3m PVC Lead | 30.4 | 5015652041115 | 0.351 | KG
Hager | PCR2000/1.0PVC/4 | PCR2000 c/w 3 Core 1.00mm2 4m PVC Lead | 35.18 | 5015652041757 | 0.428 | KG
Hager | PCR2000/1.0PVC/5 | PCR2000 c/w 3 Core 1.00mm2 5m PVC Lead | 38.3 | 5015652041764 | 0.493 | KG
Hager | PCR2000/2.0 | PCR2000 c/w 3 Core 0.75mm2 2m PVC Lead | 17.57 | 5015652040460 | 0.229 | KG
Hager | PCR2000/3.0 | PCR2000 c/w 3 Core 0.75mm2 3m PVC Lead | 22.72 | 5015652040477 | 0.328 | KG
Hager | PCR2000/4.0 | PCR2000 c/w 3 Core 0.75mm2 4m PVC Lead | 29.34 | 5015652040965 | 0.392 | KG
Hager | PCR2000/LSF/1.0 | PCR2000 c/w 3 Core 0.75mm2 1m LS0H Lead | 27.5 | 5015652041870 | 0.17 | KG
Hager | PCR2000/LSF/2.0 | PCR2000 c/w 3 Core 0.75mm2 2m LS0H Lead | 28.07 | 5015652040828 | 0.234 | KG
Hager | PCR2000/LSF/3.0 | PCR2000 c/w 3 Core 0.75mm2 3m LS0H Lead | 31.31 | 5015652041672 | 0.335 | KG
Hager | PCR2000/LSF/4.0 | PCR2000 c/w 3 Core 0.75mm2 4m LS0H Lead | 37.06 | 5015652041689 | 0.408 | KG
Hager | PCR2000BLACK | Plug-in Ceiling Rose Black | 14.29 | 5015654772277 | 0.084 | KG
Hager | S27 | 3 Pin Round Socket White | 7.01 | 5015652040194 | 0.044 | KG
Hager | S64AX | 4 Pin Round Socket White | 9.37 | 5015652040286 | 0.048 | KG
Hager | S64BLACK | 4 PIN SOCKET BLACK 6A | 7.48 | 5015654772314 | 0.048 | KG
Hager | EEK513P | Pluggable PIR Occupancy Sensor 3m lead | 148.16 | 3250617579025 | 613 | G
Hager | EEK515P | Pluggable PIR Occupancy Sensor 5m lead | 154.92 | 3250617579032 | 940 | G
Hager | EEK523P | Pluggable Digital PIR OS 3m lead | 202.07 | 3250617579063 | 458 | G
Hager | EEK525P | Pluggable Digital PIR OS 5m lead | 215.54 | 3250617579070 | 685 | G
Hager | K7A10M15P | 16A Link Lead 10m 1.5mm 3 Core P-P | 70.09 | 5015654771331 | 1.352 | KG
Hager | K7A5M15P | 16A Link Lead 5m 1.5mm 3 Core P-P | 46.74 | 5015654771348 | 0.749 | KG
Hager | K7B1M075W | 6A Luminaire Lead 1.5m 0.75mm 3 Core P-W | 16.44 | 5015654771362 | 0.177 | KG
Hager | K7B1M075WPCR | 6A Lumi' Lead 1.5m 0.75mm P-W + KLPCR/7 | 23.74 | 5015654772000 | 0.331 | KG
Hager | K7B1M15WTEE | 16A T Connector 1.5m 1.5mm 3 Core P-W | 21.73 | 5015654772017 | 0.407 | KG
Hager | K7B1M1W | 10A Luminaire Lead 1.5m 1mm 3 Core P-W | 19.72 | 5015654771379 | 0.226 | KG
Hager | K7B3M075W | 6A Luminaire Lead 3m 0.75mm 3 Core P-W | 18.87 | 5015654771386 | 0.29 | KG
Hager | K7B3M075WPCR | 6A Lumi' Lead 3m 0.75mm P-W + KLPCR/7 | 25.69 | 5015654772024 | 0.438 | KG
Hager | K7B3M15W | 16A Luminaire Lead 3m 1.5mm 3 Core P-W | 32.47 | 5015654772178 | 0.479 | KG
Hager | K7B3M1W | 10A Luminaire Lead 3m 1mm 3 Core P-W | 23.4 | 5015654771393 | 0.383 | KG
Hager | K7B5M075W | 6A Luminaire Lead 5m 0.75mm 3 Core P-W | 23.58 | 5015654771409 | 0.425 | KG
Hager | K7B5M15W | 16A Luminaire Lead 5m 1.5mm 3 Core P-W | 39.37 | 5015654772185 | 0.724 | KG
Hager | K7B5M1W | 10A Luminaire Lead 5m 1mm 3 Core P-W | 28.3 | 5015654771416 | 0.578 | KG
Hager | K7B7M075W | 6A Luminaire Lead 7m 0.75mm 3 Core P-W | 25.67 | 5015654771751 | 0.573 | KG
Hager | K7B7M1W | 10A Luminaire Lead 7m 1mm 3 Core P-W | 30.8 | 5015654771768 | 0.784 | KG
Hager | K7E3M15W | 16A Luminaire Lead 3m 1.5mm 3 Core P-W | 32.7 | 5015654771805 | 0.46 | KG
Hager | K7E5M15W | 16A Luminaire Lead 5m 1.5mm 3 Core P-W | 41.97 | 5015654771430 | 0.698 | KG
Hager | K7E7M15W | 16A Luminaire Lead 7m 1.5mm 3 Core P-W | 53.09 | 5015654771812 | 0.927 | KG
Hager | K7F10M1W | 10A Switch Drop 10m 1mm 4 Core P-W | 63.28 | 5015654771829 | 1.31 | KG
Hager | K7F15M1W | 10A Switch Drop 15m 1mm 4 Core P-W | 85.94 | 5015654771836 | 1.92 | KG
Hager | K7F5M1W | 10A Switch Drop 5m 1mm 4 Core P-W | 40.62 | 5015654771843 | 0.717 | KG
Hager | K7G10M15P | 16A Link Lead 10m 1.5mm 4 Core P-P | 87.07 | 5015654771447 | 1.63 | KG
Hager | K7G5M15P | 16A Link Lead 5m 1.5mm 4 Core P-P | 53.08 | 5015654771454 | 0.879 | KG
Hager | K7J1M075W | 6A Luminaire Lead 1.5m 0.75mm 4 Core P-W | 25.9 | 5015654771478 | 0.207 | KG
Hager | K7J1M075WPCR | 6A Lumi' Lead 1.5m 0.75mm P-W + KLPCR/7 | 31.31 | 5015654772048 | 0.355 | KG
Hager | K7J1M15WTEE | 16A T Connector 1.5m 1.5mm 4 Core P-W | 26.46 | 5015654772055 | 0.484 | KG
Hager | K7J1M1W | 10A Luminaire Lead 1.5m 1mm 4 Core P-W | 28.16 | 5015654771485 | 0.267 | KG
Hager | K7J3M075W | 6A Luminaire Lead 3m 0.75mm 4 Core P-W | 28.09 | 5015654771492 | 0.334 | KG
Hager | K7J3M075WPCR | 6A Lumi' Lead 3m 0.75mm P-W + KLPCR/7 | 34.62 | 5015654772062 | 0.471 | KG
Hager | K7J3M15P | 16A Luminaire Lead 3m 1.5mm 4 Core P-P | 42.88 | 5015654771867 | 0.594 | KG
Hager | K7J3M15W | 16A Luminaire Lead 3m 1.5mm 4 Core P-W | 38.36 | 5015654772192 | 0.525 | KG
Hager | K7J3M1W | 10A Luminaire Lead 3m 1mm 4 Core P-W | 30.43 | 5015654771508 | 0.443 | KG
Hager | K7J5M075W | 6A Luminaire Lead 5m 0.75mm 4 Core P-W | 33.83 | 5015654771515 | 0.51 | KG
Hager | K7J5M15P | 16A Luminaire Lead 5m 1.5mm 4 Core P-P | 53.08 | 5015654771874 | 0.874 | KG
Hager | K7J5M15W | 16A Luminaire Lead 5m 1.5mm 4 Core P-W | 48.55 | 5015654772208 | 0.827 | KG
Hager | K7J5M1W | 10A Luminaire Lead 5m 1mm 4 Core P-W | 34.96 | 5015654771522 | 0.689 | KG
Hager | K7J7M075W | 6A Luminaire Lead 7m 0.75mm 4 Core P-W | 37.23 | 5015654771881 | 0.672 | KG
Hager | K7J7M15P | 16A Luminaire Lead 7m 1.5mm 4 Core P-P | 63.28 | 5015654771898 | 1.175 | KG
Hager | K7J7M1W | 10A Luminaire Lead 7m 1mm 4 Core P-W | 39.49 | 5015654771904 | 0.939 | KG
Hager | K7J9M075W | 6A Luminaire Lead 9m 0.75mm 4 Core P-W | 41.76 | 5015654771911 | 0.834 | KG
Hager | K7J9M1W | 10A Luminaire Lead 9m 1mm 4 Core P-W | 45.16 | 5015654771928 | 1.164 | KG
Hager | K7K5M15P | 16A Link Lead 5m 1.5mm 5 Core P-P | 49.46 | 5015654771539 | 1.016 | KG
Hager | K7P1M075W | 6A Luminaire Lead 1.5m 0.75mm 5 Core P-W | 26.92 | 5015654771553 | 0.237 | KG
Hager | K7P1M075WPCR | 6A Lumi' Lead 1.5m 0.75mm P-W + KLPCR/7 | 33.6 | 5015654772086 | 0.41 | KG
Hager | K7P1M15W | 16A Luminaire lead 1.5m 1.5mm 5 core P-W | 30.43 | 5015654771560 | 0.35 | KG
Hager | K7P1M15WTEE | 16A T Connector 1.5m 1.5mm 5 Core P-W | 34.24 | 5015654772093 | 0.485 | KG
Hager | K7P3M075W | 6A Luminaire Lead 3m 0.75mm 5 Core P-W | 29.29 | 5015654771584 | 0.417 | KG
Hager | K7P3M075WPCR | 6A Lumi' Lead 3m 0.75mm P-W + KLPCR/7 | 34.03 | 5015654772109 | 0.54 | KG
Hager | K7P3M15W | 16A Luminaire Lead 3m 1.5mm 5 Core P-W | 42.17 | 5015654771607 | 0.622 | KG
Hager | K7P3M1W | 10A Luminaire Lead 3m 1mm 5 Core P-W | 31.56 | 5015654771614 | 0.528 | KG
Hager | K7P5M075W | 6A Luminaire Lead 5m 0.75mm 5 Core P-W | 35.17 | 5015654771621 | 0.604 | KG
Hager | K7P5M15W | 16A Luminaire Lead 5m 1.5mm 5 Core P-W | 49.32 | 5015654771645 | 0.927 | KG
Hager | K7P5M1W | 10A Luminaire Lead 5m 1mm 5 Core P-W | 38.36 | 5015654771652 | 0.801 | KG
Hager | K7P7M075W | 6A Luminaire Lead 7m 0.75mm 5 Core P-W | 41.76 | 5015654771935 | 0.803 | KG
Hager | K7P7M15W | 16A Luminaire Lead 7m 1.5mm 5 Core P-W | 52.36 | 5015654771942 | 1.327 | KG
Hager | K7P7M1W | 10A Luminaire Lead 7m 1mm 5 Core P-W | 41.76 | 5015654771959 | 1.107 | KG
Hager | K7PLUG | 7 Pin Wireable Plug | 13.36 | 5015654771294 | 0.078 | KG
Hager | K7PLUGPCR | K7PLUG + KLPCR/7 | 21.08 | 5015654772116 | 0.241 | KG
Hager | K7T1M075W | 6A Luminaire Lead 1.5m 0.75mm 6 Core P-W | 29.69 | 5015654771669 | 0.277 | KG
Hager | K7T1M075WPCR | 6A Lumi' Lead 1.5m 0.75mm P-W + KLPCR/7 | 35.11 | 5015654772123 | 0.42 | KG
Hager | K7T1M15WTEE | 16A T Connector 1.5m 1.5mm 6 Core P-W | 49.38 | 5015654772130 | 0.533 | KG
Hager | K7T1M1W | 10A Luminaire Lead 1.5m 1mm 6 Core P-W | 33.83 | 5015654771676 | 0.342 | KG
Hager | K7T3M075W | 6A Luminaire Lead 3m 0.75mm 6 Core P-W | 32.7 | 5015654771683 | 0.467 | KG
Hager | K7T3M075WPCR | 6A Lumi' Lead 3m 0.75mm P-W + KLPCR/7 | 36.76 | 5015654772147 | 0.607 | KG
Hager | K7T3M15P | 16A Luminaire Lead 3m 1.5mm 6 Core P-P | 56.49 | 5015654771966 | 0.745 | KG
Hager | K7T3M15W | 16A Luminaire Lead 3m 1.5mm 6 Core P-W | 51.88 | 5015654772239 | 0.745 | KG
Hager | K7T3M1W | 10A Luminaire Lead 3m 1mm 6 Core P-W | 38.36 | 5015654771690 | 0.602 | KG
Hager | K7T5M075W | 6A Luminaire Lead 5m 0.75mm 6 Core P-W | 39.49 | 5015654771706 | 0.713 | KG
Hager | K7T5M15P | 16A Luminaire Lead 5m 1.5mm 6 Core P-P | 61.02 | 5015654771973 | 1.162 | KG
Hager | K7T5M15W | 16A Luminaire Lead 5m 1.5mm 6 Core P-W | 59.66 | 5015654772246 | 1.091 | KG
Hager | K7T5M1W | 10A Luminaire Lead 5m 1mm 6 Core P-W | 47.19 | 5015654771713 | 0.924 | KG
Hager | K7T7M075W | 6A Luminaire Lead 7m 0.75mm 6 Core P-W | 45.56 | 5015654771980 | 0.959 | KG
Hager | K7T7M15P | 16A Luminaire Lead 5m 1.5mm 6 Core P-P | 69.62 | 5015654772253 | 1.563 | KG
Hager | K7T7M1W | 10A Luminaire Lead 7m 1mm 6 Core P-W | 56.26 | 5015654771997 | 1.248 | KG
Hager | K7Z3M15P | 16A Link Lead 3m 1.5mm 7 Core P-P | 59.89 | 5015654771720 | 0.837 | KG
Hager | K7Z5M15P | 16A Link Lead 5m 1.5mm 7 Core P-P | 71.22 | 5015654771737 | 1.249 | KG
Hager | KLB/1/0-75W | 16A Lighting Lead 1m 0.75mm 3 Core P-W | 14.69 | 5015652270317 | 0.147 | KG
Hager | KLB/5/1-5W | 16A Lighting Lead 5m 1.5mm 3 Core P-W | 42.45 | 5015652271024 | 0.712 | KG
Hager | KLCM-1OS | Occupancy Sensor 10m klik KLCM 10m RJ11 | 222.97 | 5015652450009 | 0.11 | KG
Hager | KLCM-3OS | KLCM OS 3 Head with 10m RJ11 Lead | 297.63 | 5015654771270 | 0.11 | KG
Hager | KLCM-5OS | KLCM OS 5 Head with 10m RJ11 Lead | 433.47 | 5015654771287 | 0.11 | KG
Hager | KLCM-OS | KLCM Occupancy Sensor | 179.9 | 5015654770402 | 0.2 | KG
Hager | KLCM-SSP15 | KLCM Scene Set Switch | 402.64 | 5015654771225 | 0.16 | KG
Hager | KLCM413WBT | KLCM 4 Channel 13 Output Wired | 641.27 | 3250617121545 | 1.9 | KG
Hager | KLCM413WETBT | KLCM 4 Channel 13 Output Wired IE Test | 641.27 | 3250617121552 | 1.9 | KG
Hager | KLJ/3/0-75W | 16A Lighting Lead 3m 0.75mm 4 Core P-W | 24.01 | 5015652270461 | 0.347 | KG
Hager | KLJ/5/0-75W | 16A Lighting Lead 5m 0.75mm 4 Core P-W | 35.56 | 5015652270485 | 0.493 | KG
Hager | KLMB10W | 16A 10 Way 7 Pin LMB Wire In Plug Out | 219.93 | 5015652271338 | 2.12 | KG
Hager | KLMB11P | 16A 1+11 Way 7 Pin LMB Fully Pluggable | 282.8 | 5015652271345 | 2.373 | KG
Hager | KLMB12W | 16A 12 Way 7 Pin LMB Wire In Plug Out | 248.95 | 5015652271352 | 2.493 | KG
Hager | KLMB244W | 16A 2x4 Way Dual Channel LMB Wire In | 190.96 | 5015654770358 | 1.736 | KG
Hager | KLMB255W | 16A 2x5 Way Dual Channel LMB Wire In | 222.08 | 5015654770365 | 2.117 | KG
Hager | KLMB266W | 16A 2x6 Way Dual Channel LMB Wire In | 251.4 | 5015654770372 | 2.457 | KG
Hager | KLMB5P | 16A 1+5 Way 7 Pin LMB Fully Pluggable | 187.41 | 5015652271284 | 1.265 | KG
Hager | KLMB6W | 16A 6 Way 7 Pin LMB Wire In Plug Out | 165.44 | 5015652271291 | 1.275 | KG
Hager | KLMB7P | 16A 1+7 Way 7 Pin LMB Fully Pluggable | 216.44 | 5015652271307 | 1.662 | KG
Hager | KLMB8W | 16A 8 Way 7 Pin LMB Wire In Plug Out | 189.11 | 5015652271314 | 1.725 | KG
Hager | KLMB9P | 16A 1+9 Way 7 Pin LMB Fully Pluggable | 247.32 | 5015652271321 | 2.039 | KG
Hager | KLO10RJ45G | 10 Metre RJ45 SELV Switch Drop Lead | 53.34 | 5015654770457 | 274 | G
Hager | KLO10RJ45R | 10 Metre RJ45 SELV Link Lead | 53.34 | 5015654770464 | 274 | G
Hager | KLO15RJ45G | 15 Metre RJ45 SELV Switch Drop Lead | 71.38 | 5015654770471 | 389 | G
Hager | KLO15RJ45R | 15 Metre RJ45 SELV Link Lead | 71.38 | 5015654770518 | 389 | G
Hager | KLO20RJ45G | 20 Metre RJ45 SELV Switch Drop Lead | 89.41 | 5015654770525 | 525 | G
Hager | KLO20RJ45R | 20 Metre RJ45 SELV Link Lead | 89.41 | 5015654770532 | 525 | G
Hager | KLO30RJ45G | 30 Metre RJ45 SELV Switch Drop Lead | 125.47 | 5015654770549 | 540 | G
Hager | KLO30RJ45R | 30 Metre RJ45 SELV Link Lead | 125.47 | 5015654770556 | 540 | G
Hager | KLO40RJ45G | 40 Metre RJ45 SELV Switch Drop Lead | 161.56 | 5015654770563 | 699 | G
Hager | KLO50RJ45G | 50 Metre RJ45 SELV Switch Drop Lead | 191.79 | 5015654770587 | 821 | G
Hager | KLO5RJ45G | 5 Metre RJ45 SELV Switch Drop Lead | 34.28 | 5015654770600 | 143 | G
Hager | KLO5RJ45R | 5 Metre RJ45 SELV Link Lead | 34.28 | 5015654770617 | 143 | G
Hager | KLORJ45CON | RJ45 Connector | 13.82 | 5015654770624 | 0.1 | KG
Hager | KLOS6LR | Klik OS Long Range | 227.06 | 5015654771249 | 0.04 | KG
Hager | KLP/1/1-5W | 16A Lighting lead 1m 1.5mm2 5 core P-W | 38.72 | 5015654770921 | 0.269 | KG
Hager | KLP/1/1W | 10A Lighting lead 1m 1mm2 5 core P-W | 30.19 | 5015654770938 | 0.236 | KG
Hager | KLP/5/0-75W | 16A Lighting Lead 5m 0.75mm 5 Core P-W | 35 | 5015654747695 | 0.617 | KG
Hager | KLPCR/7 | Conduit Box/ Surface Connector | 13.51 | 5015652271260 | 0.159 | KG
Hager | IDCTOOL | PACK OF 10 IDC TOOLS | 17.1 | 5015652269076 | 4.5 | G
Hager | PULLCORD | SPARE PULL CORD FOR CEILING SWITCH QTY 1 | 8.33 | 5015652269083 | 6.72 | G
Hager | SCREWCOVER | PACK OF 100 PUSH FIT SCREW COVERS | 19.59 | 5015654745431 | 0.006 | KG
Hager | WFBTMBNB | MASTER TEL SOCKET BLACK NICKEL BLACK | 52.81 | 5015654743482 | 0.124 | KG
Hager | WFBTMBSB | MASTER TEL SOCKET BRUSHED STEEL BLACK | 48 | 5015654743420 | 0.124 | KG
Hager | WFBTMBSW | MASTER TEL SOCKET BRUSHED STEEL WHITE | 48 | 5015654743406 | 0.139 | KG
Hager | WFBTMPSB | MASTER TEL SOCKET POLISHED STEEL BLACK | 48 | 5015654743383 | 0.124 | KG
Hager | WFBTMPSW | MASTER TEL SOCKET POLISHED STEEL WHITE | 48 | 5015654743369 | 0.124 | KG
Hager | WFBTSBNB | SECONDARY TEL SOCKET BLACK NICKEL BLACK | 46.21 | 5015654743628 | 0.121 | KG
Hager | WFBTSBSB | SECONDARY TELSOCKET BRUSHED STEEL BLACK | 42.02 | 5015654743567 | 0.121 | KG
Hager | WFBTSBSW | SECONDARY TELSOCKET BRUSHED STEEL WHITE | 42.02 | 5015654743543 | 0.134 | KG
Hager | WFBTSPSB | SECONDARY TELSOCKET POLISHED STEEL BLACK | 42.02 | 5015654743529 | 0.121 | KG
Hager | WFBTSPSW | SECONDARY TELSOCKET POLISHED STEEL WHITE | 42.02 | 5015654743505 | 0.121 | KG
Hager | WFCC50NBNB | CCU LED INDICATOR BLACK NICKEL BLACK | 161.12 | 5015654741785 | 0.301 | KG
Hager | WFCC50NBSB | CCU LED INDICATOR BRUSHED STEEL BLACK | 146.46 | 5015654741723 | 0.302 | KG
Hager | WFCC50NBSW | CCU LED INDICATOR BRUSHED STEEL WHITE | 146.46 | 5015654741709 | 0.328 | KG
Hager | WFCC50NPSB | CCU LED INDICATOR POLISHED STEEL BLACK | 146.46 | 5015654741686 | 0.306 | KG
Hager | WFCC50NPSW | CCU LED INDICATOR POLISHED STEEL WHITE | 146.46 | 5015654741662 | 0.306 | KG
Hager | WFDP50NBNB | 50A DP SW 1G LED BLACK NICKEL BLACK | 95.16 | 5015654741921 | 0.175 | KG
Hager | WFDP50NBSB | 50A DP SW 1G LED BRUSHED STEEL BLACK | 86.5 | 5015654741860 | 0.215 | KG
Hager | WFDP50NBSW | 50A DP SW 1G LED BRUSHED STEEL WHITE | 86.5 | 5015654741846 | 0.196 | KG
Hager | WFDP50NPSB | 50A DP SW 1G LED POLISHED STEEL BLACK | 86.5 | 5015654741822 | 0.216 | KG
Hager | WFDP50NPSW | 50A DP SW 1G LED POLISHED STEEL WHITE | 86.5 | 5015654741808 | 0.175 | KG
Hager | WFDP84BNB | 20A DP SWITCH BLACK NICKEL BLACK | 51.55 | 5015654742065 | 0.163 | KG
Hager | WFDP84BSB | 20A DP SWITCH BRUSHED STEEL BLACK | 46.87 | 5015654742003 | 0.181 | KG
Hager | WFDP84BSW | 20A DP SWITCH BRUSHED STEEL WHITE | 46.87 | 5015654741983 | 0.178 | KG
Hager | WFDP84FOBNB | 20A DP SW FLEX OUTLET BLACK NICKEL BK | 49.4 | 5015654742348 | 0.164 | KG
Hager | WFDP84FOBSB | 20A DP SW FLEX OUTLET BRUSHED STEEL BK | 44.91 | 5015654742287 | 0.181 | KG
Hager | WFDP84FOBSW | 20A DP SWI FLEX OUTLET BRUSHED STEEL WH | 44.91 | 5015654742263 | 0.181 | KG
Hager | WFDP84FOPSB | 20A DP SW FLEX OUTLET POLISHED STEEL BK | 44.91 | 5015654742249 | 0.164 | KG
Hager | WFDP84FOPSW | 20A DP SW FLEX OUTLET POLISHED STEEL WH | 44.91 | 5015654742225 | 0.164 | KG
Hager | WFDP84NBNB | 20A DP SWITCH LED BLACK NICKEL BLACK | 56.94 | 5015654742201 | 0.164 | KG
Hager | WFDP84NBSB | 20A DP SW LED INDICATOR BRUSHED STEEL BK | 51.75 | 5015654742140 | 0.182 | KG
Hager | WFDP84NBSW | 20A DP SW LED INDICATOR BRUSHED STEEL WH | 51.75 | 5015654742126 | 0.159 | KG
Hager | WFDP84NPSB | 20A DPSW LED INDICATOR POLISHED STEEL BK | 51.75 | 5015654742102 | 0.164 | KG
Hager | WFDP84NPSW | 20A DPSW LED INDICATOR POLISHED STEEL WH | 51.75 | 5015654742089 | 0.164 | KG
Hager | WFDP84PSB | 20A DP SWITCH POLISHED STEEL BLACK | 46.87 | 5015654741969 | 0.163 | KG
Hager | WFDP84PSW | 20A DP SWITCH POLISHED STEEL WHITE | 46.87 | 5015654741945 | 0.163 | KG
Hager | WFDRP1BSKIT | 1G Dimmer Switch Plate Kit Brushed Steel | 28.45 |  | 0.131 | KG
Hager | WFDRP1PSKIT | 1GDimmer Switch Plate Kit Polished Steel | 29.16 | 3250617263504 | 0.131 | KG
Hager | WFDRP2BSKIT | 2G Dimmer Switch Plate Kit Brushed Steel | 38.38 | 3250617263511 | 0.144 | KG
Hager | WFDRP2PSKIT | 2GDimmer Switch Plate Kit Polished Steel | 38.38 | 3250617263528 | 0.144 | KG
Hager | WFDRP3BSKIT | 3G Dimmer Switch Plate Kit Brushed Steel | 51.16 | 3250617263535 | 0.22 | KG
Hager | WFDRP3PSKIT | 3GDimmer Switch Plate Kit Polished Steel | 51.16 | 3250617263542 | 0.221 | KG
Hager | WFDRP4BSKIT | 4G Dimmer Switch Plate Kit Brushed Steel | 58.85 | 3250617263559 | 0.235 | KG
Hager | WFDRP4PSKIT | 4GDimmer Switch Plate Kit Polished Steel | 58.85 | 3250617263566 | 0.234 | KG
Hager | WFDS4PS | 4 G DIMMER SWITCH 250W POLISHED STEEL | 453.02 | 5015654741167 | 0.088 | KG
Hager | WFDXBNB | TV & FM/DAB OUTLET BLACK NICKEL BLACK | 60.27 | 5015654744021 | 0.185 | KG
Hager | WFDXBSB | TV&FM/DAB OUTLET BRUSHED STEEL BLACK | 54.77 | 5015654743963 | 0.185 | KG
Hager | WFDXBSW | TV&FM/DAB OUTLET BRUSHED STEEL WHITE | 54.77 | 5015654743949 | 0.185 | KG
Hager | WFDXPSB | TV&FM/DAB OUTLET POLISHED STEEL BLACK | 54.77 | 5015654743925 | 0.185 | KG
Hager | WFDXPSW | TV&FM/DAB OUTLET POLISHED STEEL WHITE | 54.77 | 5015654743901 | 0.185 | KG
Hager | WFGF1 | 1G GRID FRAME USE WITH FLAT PLATE RANGE | 2.24 | 5015654746339 | 0.051 | KG
Hager | WFGF2 | 2G GRID FRAME USE WITH FLAT PLATE RANGE | 2.24 | 5015654746346 | 0.039 | KG
Hager | WFGF34 | 3/4G GRID FRAME USE W/ FLAT PLATE RANGE | 3.2 | 5015654746353 | 0.049 | KG
Hager | WFGP12BN | GRID FRONT PLATE 3 X 4 BLACK NICKEL | 65.11 | 5015654745141 | 0.273 | KG
Hager | WFGP12BS | GRID FRONT PLATE 3 X 4 BRUSHED STEEL | 59.2 | 5015654745103 | 0.272 | KG
Hager | WFGP12PS | GRID FRONT PLATE 3 X 4 POLISHED STEEL | 59.2 | 5015654745080 | 0.273 | KG
Hager | WFGP1BN | GRID FRONT PLATE 1 X 1 BLACK NICKEL | 20.31 | 5015654744663 | 0.084 | KG
Hager | WFGP1BS | GRID FRONT PLATE 1 X 1 BRUSHED STEEL | 18.46 | 5015654744625 | 0.108 | KG
Hager | WFGP1PS | GRID FRONT PLATE 1 X 1 POLISHED STEEL | 18.46 | 5015654744601 | 0.084 | KG
Hager | WFGP2BN | GRID FRONT PLATE 1 X 2 BLACK NICKEL | 20.31 | 5015654744748 | 0.076 | KG
Hager | WFGP2BS | GRID FRONT PLATE 1 X 2 BRUSHED STEEL | 18.46 | 5015654744700 | 0.093 | KG
Hager | WFGP2PS | GRID FRONT PLATE 1 X 2 POLISHED STEEL | 18.46 | 5015654744687 | 0.076 | KG
Hager | WFGP3BN | GRID FRONT PLATE 1 X 3 BLACK NICKEL | 34.72 | 5015654744823 | 0.133 | KG
Hager | WFGP3BS | GRID FRONT PLATE 1 X 3 BRUSHED STEEL | 31.55 | 5015654744786 | 0.127 | KG
Hager | WFGP3PS | GRID FRONT PLATE 1 X 3 POLISHED STEEL | 31.55 | 5015654744762 | 0.133 | KG
Hager | WFGP4BN | GRID FRONT PLATE 1 X 4 BLACK NICKEL | 34.72 | 5015654744908 | 0.125 | KG
Hager | WFGP4BS | GRID FRONT PLATE 1 X 4 BRUSHED STEEL | 31.55 | 5015654744861 | 0.123 | KG
Hager | WFGP4PS | GRID FRONT PLATE 1 X 4 POLISHED STEEL | 31.55 | 5015654744847 | 0.125 | KG
Hager | WFGP6BN | GRID FRONT PLATE 2 X 3 BLACK NICKEL | 65.11 | 5015654744984 | 0.213 | KG
Hager | WFGP6BS | GRID FRONT PLATE 2 X 3 BRUSHED STEEL | 59.2 | 5015654744946 | 0.235 | KG
Hager | WFGP6PS | GRID FRONT PLATE 2 X 3 POLISHED STEEL | 59.2 | 5015654744922 | 0.213 | KG
Hager | WFGP8BN | GRID FRONT PLATE 2 X 4 BLACK NICKEL | 65.11 | 5015654745066 | 0.2 | KG
Hager | WFGP8BS | GRID FRONT PLATE 2 X 4 BRUSHED STEEL | 59.2 | 5015654745028 | 0.215 | KG
Hager | WFGP8PS | GRID FRONT PLATE 2 X 4 POLISHED STEEL | 59.2 | 5015654745004 | 0.215 | KG
Hager | WFP1BN | SINGLE BLANK PLATE BLACK NICKEL | 20.42 | 5015654742423 | 0.109 | KG
Hager | WFP1BS | SINGLE BLANK PLATE BRUSHED STEEL | 18.56 | 5015654742386 | 0.097 | KG
Hager | WFP1EUBNB | ER STYLE PLATE1 MODULE BLACK NICKEL BK | 39.54 | 5015654743062 | 0.091 | KG
Hager | WFP1EUBSB | ER STYLE PLATE1 MODULE BRUSHED STEEL BK | 35.95 | 5015654743000 | 0.107 | KG
Hager | WFP1EUBSW | ER STYLE PLATE1 MODULE BRUSHED STEEL WH | 35.95 | 5015654742980 | 0.106 | KG
Hager | WFP1EUPSB | ER STYLE PLATE1 MODULE POLISHED STEEL BK | 35.95 | 5015654742966 | 0.096 | KG
Hager | WFP1EUPSW | ER STYLE PLATE1 MODULE POLISHED STEEL WH | 35.95 | 5015654742942 | 0.096 | KG
Hager | WFP1PS | SINGLE BLANK PLATE POLISHED STEEL | 18.56 | 5015654742362 | 0.093 | KG
Hager | WFP2BN | TWIN BLANK PLATE BLACK NICKEL | 32.93 | 5015654742508 | 0.158 | KG
Hager | WFP2BS | TWIN BLANK PLATE BRUSHED STEEL | 29.93 | 5015654742461 | 0.158 | KG
Hager | WFP2EUBNB | ER STYLE PLATE2 MODULE BLACK NICKEL BK | 44.53 | 5015654743208 | 0.089 | KG
Hager | WFP2EUBSB | ER STYLE PLATE2 MODULE BRUSHED STEEL BK | 40.47 | 5015654743147 | 0.087 | KG
Hager | WFP2EUBSW | ER STYLE PLATE2 MODULE BRUSHED STEEL WH | 40.47 | 5015654743123 | 0.083 | KG
Hager | WFP2EUPSB | ER STYLE PLATE2 MODULE POLISHED STEEL BK | 40.47 | 5015654743109 | 0.089 | KG
Hager | WFP2EUPSW | ER STYLE PLATE2 MODULE POLISHED STEEL WH | 40.47 | 5015654743086 | 0.083 | KG
Hager | WFP2PS | TWIN BLANK PLATE POLISHED STEEL | 29.93 | 5015654742447 | 0.158 | KG
Hager | WFP4EUBNB | ER STYLE PLATE4 MODULE BLACK NICKEL BK | 65.02 | 5015654743345 | 0.103 | KG
Hager | WFP4EUBSB | ER STYLE PLATE4 MODULE BRUSHED STEEL BK | 59.09 | 5015654743284 | 0.104 | KG
Hager | WFP4EUBSW | ER STYLE PLATE4 MODULE BRUSHED STEEL WH | 59.09 | 5015654743260 | 0.126 | KG
Hager | WFP4EUPSB | ER STYLE PLATE4 MODULE POLISHED STEEL BK | 59.09 | 5015654743246 | 0.103 | KG
Hager | WFP4EUPSW | ER STYLE PLATE4 MODULE POLISHED STEEL WH | 59.09 | 5015654743222 | 0.103 | KG
Hager | WFPS12BNB | 10AX 1G 2 WAY WALL SW BLACK NICKEL BLACK | 33.46 | 5015654740207 | 0.144 | KG
Hager | WFPS12BSB | 10AX 1G 2WAY SW BRUSHED STEEL BLACK | 30.42 | 5015654740146 | 0.123 | KG
Hager | WFPS12BSW | 10AX 1G 2WAY SWITCH BRUSHED STEEL WHITE | 30.42 | 5015654740122 | 0.144 | KG
Hager | WFPS12PSB | 10AX 1G 2WAY SW POLISHED STEEL BLACK | 30.42 | 5015654740108 | 0.143 | KG
Hager | WFPS12PSW | 10AX 1G 2WAY SW POLISHED STEEL WHITE | 30.42 | 5015654740085 | 0.112 | KG
Hager | WFPS12WBNB | 10AX1G 2W WALL SW W/R BLACK NICKEL BK | 40.23 | 5015654745288 | 0.103 | KG
Hager | WFPS12WBSB | 10AX 1G 2W SW W/R BRUSHED STEEL BLACK | 36.57 | 5015654745226 | 0.103 | KG
Hager | WFPS12WBSW | 10AX 1G 2W SW W/R BRUSHED STEEL WHITE | 36.57 | 5015654745202 | 0.103 | KG
Hager | WFPS12WPSB | 10AX 1G 2W SW W/R POLISHED STEEL BLACK | 36.57 | 5015654745189 | 0.103 | KG
Hager | WFPS12WPSW | 10AX 1G 2W SW W/R POLISHED STEEL WHITE | 36.57 | 5015654745165 | 0.103 | KG
Hager | WFPS16BNB | INTERMEDIATE SWITCH BLACK NICKEL BLACK | 48.33 | 5015654740344 | 0.121 | KG
Hager | WFPS16BSB | INTERMEDIATE SWITCH BRUSHED STEEL BLACK | 43.93 | 5015654740283 | 0.148 | KG
Hager | WFPS16BSW | INTERMEDIATE SWITCH BRUSHED STEEL WHITE | 43.93 | 5015654740269 | 0.149 | KG
Hager | WFPS16PSB | INTERMEDIATE SWITCH POLISHED STEEL BLACK | 43.93 | 5015654740245 | 0.144 | KG
Hager | WFPS16PSW | INTERMEDIATE SWITCH POLISHED STEEL WHITE | 43.93 | 5015654740221 | 0.124 | KG
Hager | WFPS22BNB | 10AX 2 G 2 WAY WALL SW BLACK NICKEL BK | 36.78 | 5015654740481 | 0.137 | KG
Hager | WFPS22BSB | 10AX 2G 2WAY SWITCH BRUSHED STEEL BLACK | 33.43 | 5015654740429 | 0.154 | KG
Hager | WFPS22BSW | 10AX 2G 2WAY SW BRUSHED STEEL WHITE | 33.43 | 5015654740405 | 0.153 | KG
Hager | WFPS22PSB | 10AX 2G 2WAY SW POLISHED STEEL BLACK | 33.43 | 5015654740382 | 0.123 | KG
Hager | WFPS22PSW | 10AX 2G 2WAY SW POLISHED STEEL WHITE | 33.43 | 5015654740368 | 0.123 | KG
Hager | WFPS22WBNB | 10AX2G 2W WALL SW W/R BLACK NICKEL BK | 47.02 | 5015654745424 | 0.121 | KG
Hager | WFPS22WBSB | 10AX2G 2W WALL SW W/R BRUSHED STEEL BK | 42.75 | 5015654745363 | 0.129 | KG
Hager | WFPS22WBSW | 10AX 2G 2W WALL SW W/R BRUSHED STEEL WH | 42.75 | 5015654745349 | 0.121 | KG
Hager | WFPS22WPSB | 10AX2G 2W WALL SW W/R POLISHED STEEL BK | 42.75 | 5015654745325 | 0.121 | KG
Hager | WFPS22WPSW | 10AX2G 2W WALL SW W/R POLISHED STEEL WH | 42.75 | 5015654745301 | 0.121 | KG
Hager | WFPS32BNB | 10AX 3 G 2 WAY WALL SW BLACK NICKEL BK | 50.48 | 5015654740627 | 0.132 | KG
Hager | WFPS32BSB | 10AX 3G 2WAY SWITCH BRUSHED STEEL BLACK | 45.89 | 5015654740566 | 0.142 | KG
Hager | WFPS32BSW | 10AX 3G 2WAY SWITCH BRUSHED STEEL WHITE | 45.89 | 5015654740542 | 0.164 | KG
Hager | WFPS32PSB | 10AX 3G 2WAY SWITCH POLISHED STEEL BLACK | 45.89 | 5015654740528 | 0.132 | KG
Hager | WFPS32PSW | 10AX 3G 2WAY SW POLISHED STEEL WHITE | 45.89 | 5015654740504 | 0.132 | KG
Hager | WFPS3PIBNB | 3 POLE ISOLATOR SWITCH BLACK NICKEL BK | 54.87 | 5015654740900 | 0.119 | KG
Hager | WFPS3PIBSB | 3 POLE ISOLATOR SWITCH BRUSHED STEEL BK | 49.88 | 5015654740849 | 0.152 | KG
Hager | WFPS3PIBSW | 3 POLE ISOLATOR SWITCH BRUSHED STEEL WH | 49.88 | 5015654740825 | 0.15 | KG
Hager | WFPS3PIPSB | 3 POLE ISOLATOR SWITCH POLISHED STEEL BK | 49.88 | 5015654740801 | 0.119 | KG
Hager | WFPS3PIPSW | 3 POLE ISOLATOR SWITCH POLISHED STEEL WH | 49.88 | 5015654740788 | 0.119 | KG
Hager | WFPS42BNB | 10AX 4 G 2 WAY WALL SW BLACK NICKEL BK | 73.89 | 5015654740764 | 0.25 | KG
Hager | WFPS42BSB | 10AX 4 G 2 WAY WALL SWBRUSHED STEEL BK | 67.16 | 5015654740702 | 0.208 | KG
Hager | WFPS42BSW | 10AX 4 G 2 WAY WALL SW BRUSHED STEEL WH | 67.16 | 5015654740689 | 0.25 | KG
Hager | WFPS42PSB | 10AX 4 G 2 WAY WALL SW POLISHED STEEL BK | 67.16 | 5015654740665 | 0.25 | KG
Hager | WFPS42PSW | 10AX 4 G 2 WAY WALL SW POLISHED STEEL WH | 67.16 | 5015654740641 | 0.25 | KG
Hager | WFQXBNB | TV&FM/DAB&SAT1&2 OUTLET BLACK NICKEL BK | 76.09 | 5015654744304 | 0.196 | KG
Hager | WFQXBSB | TV&FM/DAB&SAT1&2 OUTLET BRUSHED STEEL BK | 69.15 | 5015654744243 | 0.196 | KG
Hager | WFQXBSW | TV&FM/DAB&SAT1&2 OUTLET BRUSHED STEEL WH | 69.15 | 5015654744229 | 0.186 | KG
Hager | WFQXPSB | TV&FM/DAB&SAT1&2 OUTLET POLISHEDSTEEL BK | 69.15 | 5015654744205 | 0.196 | KG
Hager | WFQXPSW | TV&FM/DAB&SAT1&2 OUTLET POLISHEDSTEEL WH | 69.15 | 5015654744182 | 0.196 | KG
Hager | WFRJ45BNB | RJ45 SOCKET BLACK NICKEL BLACK | 55.08 | 5015654743741 | 0.108 | KG
Hager | WFRJ45BSB | RJ45 SOCKET BRUSHED STEEL BLACK | 50.06 | 5015654743703 | 0.122 | KG
Hager | WFRJ45BSW | RJ45 SOCKET BRUSHED STEEL WHITE | 50.06 | 5015654743680 | 0.115 | KG
Hager | WFRJ45PSB | RJ45 SOCKET POLISHED STEEL BLACK | 50.06 | 5015654743666 | 0.108 | KG
Hager | WFRJ45PSW | RJ45 SOCKET POLISHED STEEL WHITE | 50.06 | 5015654743642 | 0.108 | KG
Hager | WFS51BNB | 5 1G UNSWITCHED SOCKET BLACK NICKEL BK | 54.72 | 5015654741365 | 0.141 | KG
Hager | WFS51BSB | 5A1G UNSWITCHED SOCKET BRUSHED STEEL BK | 49.74 | 5015654741303 | 0.141 | KG
Hager | WFS51BSW | 5A1G UNSWITCHED SOCKET BRUSHED STEEL WH | 49.74 | 5015654741280 | 0.143 | KG
Hager | WFS51PSB | 5A1G UNSWITCHED SOCKET POLISHED STEEL BK | 49.74 | 5015654741266 | 0.14 | KG
Hager | WFS51PSW | 5A1G UNSWITCHED SOCKET POLISHED STEEL WH | 49.74 | 5015654741242 | 0.14 | KG
Hager | WFSATBNB | F TYPE SATELLITE OUTLET BLACK NICKEL BK | 38.39 | 5015654744441 | 0.147 | KG
Hager | WFSATBSB | F TYPE SATELLITE OUTLET BRUSHED STEEL BK | 34.9 | 5015654744380 | 0.147 | KG
Hager | WFSATBSW | F TYPE SATELLITE OUTLET BRUSHED STEEL WH | 34.9 | 5015654744366 | 0.147 | KG
Hager | WFSATPSB | F TYPE SATELLITE OUTLET POLISHEDSTEEL BK | 34.9 | 5015654744342 | 0.147 | KG
Hager | WFSATPSW | F TYPE SATELLITE OUTLET POLISHEDSTEEL WH | 34.9 | 5015654744328 | 0.147 | KG
Hager | WFSO100BNB | 115/230 V SHAVER OUTLET BLACK NICKEL BK | 178.39 | 5015654744588 | 0.854 | KG
Hager | WFSO100BSB | 115/230V SHAVER OUTLET BRUSHED STEEL BK | 162.19 | 5015654744526 | 0.858 | KG
Hager | WFSO100BSW | 115/230V SHAVER OUTLET BRUSHED STEEL WH | 162.19 | 5015654744502 | 0.809 | KG
Hager | WFSO100PSB | 115/230V SHAVER OUTLET POLISHED STEEL BK | 162.19 | 5015654744489 | 0.802 | KG
Hager | WFSO100PSW | 115/230VSHAVER OUTLET POLISHED STEEL WH | 162.19 | 5015654744465 | 0.753 | KG
Hager | WFSS81BNB | 1 G DP SW SOCKET BLACK NICKEL BLACK | 37.56 | 5015654741501 | 0.145 | KG
Hager | WFSS81BSB | 1G DP SWITCHED SOCKET BRUSH STEEL BLACK | 34.13 | 5015654741440 | 0.151 | KG
Hager | WFSS81BSW | 1G DP SWITCHED SOCKET BRUSH STEEL WHITE | 34.13 | 5015654741426 | 0.169 | KG
Hager | WFSS81PSB | 1G DP SWITCHED SOCKET POLISH STEEL BLACK | 34.13 | 5015654741402 | 0.145 | KG
Hager | WFSS81PSW | 1G DP SWITCHED SOCKET POLISH STEEL WHITE | 34.13 | 5015654741389 | 0.145 | KG
Hager | WFSS82BNB | 2 G DP SW SOCKET BLACK NICKEL BLACK | 47.5 | 5015654741648 | 0.255 | KG
Hager | WFSS82BNB-USBS | 2G USB Sw. Socket Black Nickel Black | 87.18 | 3250617263016 | 0.318 | KG
Hager | WFSS82BNB-USBS | 2G USB Sw. Socket Black Nickel Black sh | 87.18 | 3250617263016 | 0.318 | KG
Hager | WFSS82BSB | 2G DP SWITCHED SOCKET BRUSH STEEL BLACK | 43.19 | 5015654741587 | 0.281 | KG
Hager | WFSS82BSB-USBS | 2G USB Sw. Socket Brushed Steel Black | 83.05 | 3250617262835 | 0.318 | KG
Hager | WFSS82BSB-USBS | 2G USB Sw. Socket Brushed Steel Black sh | 83.05 | 3250617262835 | 0.318 | KG
Hager | WFSS82BSW | 2G DP SWITCHED SOCKET BRUSH STEEL WHITE | 43.19 | 5015654741563 | 0.279 | KG
Hager | WFSS82BSW-USBS | 2G USB Sw. Socket Brushed Steel White | 83.05 | 3250617262842 | 0.318 | KG
Hager | WFSS82BSW-USBS | 2G USB Sw. Socket Brushed Steel White sh | 83.05 | 3250617262842 | 0.357 | KG
Hager | WFSS82PSB | 2G DP SWITCHED SOCKET POLISH STEEL BLACK | 43.19 | 5015654741549 | 0.258 | KG
Hager | WFSS82PSB-USBS | 2G USB Sw. Socket Polished Steel Black | 83.05 | 3250617262859 | 0.318 | KG
Hager | WFSS82PSB-USBS | 2G USB Sw Socket Polished Steel Black sh | 83.05 | 3250617262859 | 0.318 | KG
Hager | WFSS82PSW | 2G DP SWITCHED SOCKET POLISH STEEL WHITE | 43.19 | 5015654741525 | 0.279 | KG
Hager | WFSS82PSW-USBS | 2G USB Sw Socket Polished Steel White sh | 83.05 | 3250617262866 | 0.318 | KG
Hager | WFSS82PSW-USBS | 2G USB Sw. Socket Polished Steel White | 83.05 | 3250617262866 | 0.318 | KG
Hager | WFSSU83BNB | FCU SWITCHED BLACK NICKEL BLACK | 53.7 | 5015654742645 | 0.191 | KG
Hager | WFSSU83BSB | FCU SWITCHED BRUSHED STEEL BLACK | 48.81 | 5015654742584 | 0.19 | KG
Hager | WFSSU83BSW | FCU SWITCHED BRUSHED STEEL WHITE | 48.81 | 5015654742560 | 0.17 | KG
Hager | WFSSU83FOBNB | FCU SW FLEX OUTLET BLACK NICKEL BLACK | 60.9 | 5015654742782 | 0.172 | KG
Hager | WFSSU83FOBSB | FCU SW FLEX OUTLET BRUSHED STEEL BLACK | 55.37 | 5015654742720 | 0.19 | KG
Hager | WFSSU83FOBSW | FCU SW FLEX OUTLET BRUSHED STEEL WHITE | 55.37 | 5015654742706 | 0.189 | KG
Hager | WFSSU83FOPSB | FCU SW FLEX OUTLET POLISHED STEEL BLACK | 55.37 | 5015654742683 | 0.166 | KG
Hager | WFSSU83FOPSW | FCU SW FLEX OUTLET POLISHED STEEL WHITE | 55.37 | 5015654742669 | 0.166 | KG
Hager | WFSSU83PSB | FCU SWITCHED POLISHED STEEL BLACK | 48.81 | 5015654742546 | 0.164 | KG
Hager | WFSSU83PSW | FCU SWITCHED POLISHED STEEL WHITE | 48.81 | 5015654742522 | 0.164 | KG
Hager | WFSU83BNB | FCU UNSWITCHED BLACK NICKEL BLACK | 48.23 | 5015654742928 | 0.179 | KG
Hager | WFSU83BSB | FCU UNSWITCHED BRUSHED STEEL BLACK | 43.84 | 5015654742867 | 0.18 | KG
Hager | WFSU83BSW | FCU UNSWITCHED BRUSHED STEEL WHITE | 43.84 | 5015654742843 | 0.181 | KG
Hager | WFSU83PSB | FCU UNSWITCHED POLISHED STEEL BLACK | 43.84 | 5015654742829 | 0.158 | KG
Hager | WFSU83PSW | FCU UNSWITCHED POLISHED STEEL WHITE | 43.84 | 5015654742805 | 0.158 | KG
Hager | WFTVBOX | Lounge Plate Back Box | 39.22 | 5015654747770 | 0.8 | KG
Hager | WFTVFBNB | SINGLE CO-AX TV O/F BLACK NICKEL BLACK | 36.99 | 5015654743888 | 0.144 | KG
Hager | WFTVFBSB | SINGLE CO-AX TV O/F BRUSHED STEEL BLACK | 33.63 | 5015654743826 | 0.144 | KG
Hager | WFTVFBSW | SINGLE CO-AX TV O/F BRUSHED STEEL WHITE | 33.63 | 5015654743802 | 0.146 | KG
Hager | WFTVFPSB | SINGLE CO-AX TV O/F POLISHED STEEL BLACK | 33.63 | 5015654743789 | 0.144 | KG
Hager | WFTVFPSW | SINGLE CO-AX TV O/F POLISHED STEEL WHITE | 33.63 | 5015654743765 | 0.144 | KG
Hager | WFTVLPBNB | LOUNGE PLATE FOR TV BLACK NICKEL BLACK | 166.47 | 5015654756116 | 726 | G
Hager | WFTVLPBSB | LOUNGE PLATE FOR TV BRUSHED STEEL BLACK | 151.35 | 5015654758950 | 783.4 | G
Hager | WFTVLPBSB | LOUNGE PLATE FOR TV BRUSHED STEEL BLACK | 151.35 | 5015654758950 | 783.4 | G
Hager | WFTVLPBSW | LOUNGE PLATE FOR TV BRUSHED STEEL WHITE | 151.35 | 5015654747756 | 0.726 | KG
Hager | WFTVLPPSB | Lounge Plate for TV Polished Steel Black | 155.87 | 3250617260367 | 0.796 | KG
Hager | WFTVLPPSW | LOUNGE PLATE FOR TV POLISHED STEEL WHITE | 151.35 | 5015654747749 | 667.5 | G
Hager | WFTVLPWW | LOUNGE PLATE FOR TV WHITE PLATE | 151.35 | 5015654747763 | 0.793 | KG
Hager | WFTXBNB | TV & FM/DAB & SAT OUTLET BLACK NICKEL BK | 68.16 | 5015654744168 | 0.185 | KG
Hager | WFTXBSB | TV&FM/DAB&SAT OUTLET BRUSHED STEEL BLACK | 61.98 | 5015654744106 | 0.178 | KG
Hager | WFTXBSW | TV&FM/DAB&SAT OUTLET BRUSHED STEEL WHITE | 61.98 | 5015654744083 | 0.185 | KG
Hager | WFTXPSB | TV&FM/DAB&SAT OUTLET POLISHEDSTEEL BLACK | 61.98 | 5015654744069 | 0.185 | KG
Hager | WFTXPSW | TV&FM/DAB&SAT OUTLET POLISHEDSTEEL WHITE | 61.98 | 5015654744045 | 0.185 | KG
Hager | WMBTM | BT Master Telephone Outlet | 15.95 | 5015652261629 | 0.008 | KG
Hager | WMBTS | BT Secondary Telephone Outlet | 10.55 | 5015652261636 | 0.079 | KG
Hager | WMCC50 | Cooker Control Unit | 30.36 | 5015652260301 | 0.261 | KG
Hager | WMCC50N | Cooker Control Unit with LED Indicator | 34.51 | 5015652260318 | 0.265 | KG
Hager | WMCS11 | 6A Ceiling Switch 1 Way | 11.42 | 5015652260189 | 0.079 | KG
Hager | WMCS12 | 6A Ceiling Switch 2 Way | 12.4 | 5015652260196 | 0.082 | KG
Hager | WMCS3PF | 10A 3P Ceiling Switch Marked FAN | 45.28 | 5015652260226 | 0.146 | KG
Hager | WMCS3PI | 10A 3P Ceiling Switch Marked ISOLATOR | 45.28 | 5015652260202 | 136.5 | G
Hager | WMCS3PIF | 10A 3P Ceiling Switch Mkd FAN & ISOLATOR | 44.82 | 5015652260219 | 0.146 | KG
Hager | WMCS50N | 50A DP Ceiling Switch With LED Indicator | 30.55 | 5015652260233 | 0.199 | KG
Hager | WMDP50N | 50A DP Switch 1G With LED Indicator | 22.58 | 5015652260325 | 0.16 | KG
Hager | WMDP50N/CK | 50A DP SWITCH WITH LIGHT MKD COOKER | 37.08 | 5015652260332 | 0.16 | KG
Hager | WMDP50N/HB | 50A DP SWITCH WITH LIGHT MKD HOB | 37.08 | 5015652260349 | 0.149 | KG
Hager | WMDP50N/OV | 50A DP SWITCH WITH LIGHT MKD OVEN | 37.08 | 5015652260356 | 160.48 | G
Hager | WMDP50N/SH | 50A DP SWITCH WITH LIGHT MKD SHOWER | 37.08 | 5015652260363 | 0.149 | KG
Hager | WMDP50NG | 50A DP Sw 1G with LED & Grey Plate | 27.39 | 5015654756789 | 0.161 | KG
Hager | WMDP50NG/CK | 50A DP Sw 1G w/LED Grey Plate Mkd COOKER | 44.6 | 5015654756871 | 0.15 | KG
Hager | WMDP50VN | 50A DP Switch 2G Vertical With LED | 27.65 | 5015652260479 | 0.188 | KG
Hager | WMDP50VN/CK | 50A DP SWITCH 2GV WITH LIGHT MKD COOKER | 34.85 | 5015652260486 | 200.96 | G
Hager | WMDP50VN/HB | 50A DP 2GV SWITCH WITH LIGHT MKD HOB | 34.85 | 5015652260493 | 201.2 | G
Hager | WMDP50VN/OV | 50A DP SWITCH 2GV WITH LIGHT MKD OVEN | 34.85 | 5015652260509 | 0.203 | KG
Hager | WMDP84 | 20A Double Pole Switch | 11.64 | 5015652260370 | 0.119 | KG
Hager | WMDP84/DW | 20A DP Switch mkd DISHWASHER | 20.19 | 5015654760151 | 0.111 | KG
Hager | WMDP84/FRE | 20A DP Switch mkd FREEZER | 21.19 | 5015652260394 | 105.5 | G
Hager | WMDP84/FRI | 20A DP Switch mkd FRIDGE | 21.19 | 5015652260417 | 0.108 | KG
Hager | WMDP84/TD | 20A DP Switch mkd TUMBLE DRYER | 21.19 | 5015652260431 | 106 | G
Hager | WMDP84/WM | 20A DP Switch mkd WASHING MACHINE | 21.19 | 5015652260455 | 0.108 | KG
Hager | WMDP84FO | 20A Double Pole Switch with Flex Outlet | 11.64 | 5015652260387 | 0.123 | KG
Hager | WMDP84FO/FRE | 20A DP Switch Flex Outlet mkd FREEZER | 21.19 | 5015652260400 | 113 | G
Hager | WMDP84FO/FRI | 20A DP Switch Flex Outlet mkd FRIDGE | 21.19 | 5015652260424 | 113 | G
Hager | WMDP84FO/TD | 20A DP Switch Flex Out mkd TUMBLE DRYER | 20.38 | 5015652260448 | 113 | G
Hager | WMDP84FO/WM | 20A DP Switch Flex mkd WASHING MACHINE | 20.38 | 5015652260462 | 113 | G
Hager | WMDP84FON | 20A Double Pole Switch with Light & Flex | 17.25 | 5015652260523 | 0.124 | KG
Hager | WMDP84FON/DW | 20A DP Sw Neon F/O mkd DISHWASHER | 23.24 | 5015652260547 | 109 | G
Hager | WMDP84FON/FAN | 20A DP Sw Neon F/O mkd FAN | 23.24 | 5015652260561 | 109 | G
Hager | WMDP84FON/FRE | 20A DP Sw Neon F/O mkd FREEZER | 23.24 | 5015652260585 | 109 | G
Hager | WMDP84FON/FRI | 20A DP Sw Neon F/O mkd FRIDGE | 23.24 | 5015652260608 | 109.5 | G
Hager | WMDP84FON/TD | 20A DP Sw Neon F/O mkd TUMBLE DRYER | 23.24 | 5015652260622 | 108 | G
Hager | WMDP84FON/WM | 20A DP Sw Neon F/O mkd WASHING MACHINE | 23.24 | 5015652260646 | 109 | G
Hager | WMDP84N | 20A DP Switch with LED Indicator | 17.25 | 5015652260516 | 0.121 | KG
Hager | WMDP84N/DW | 20A DP Sw Neon mkd DISHWASHER | 23.24 | 5015652260530 | 120.57 | G
Hager | WMDP84N/FAN | 20A DP Sw Neon mkd FAN | 23.24 | 5015652260554 | 106 | G
Hager | WMDP84N/FRE | 20A DP Sw Neon mkd FREEZER | 23.24 | 5015652260578 | 106 | G
Hager | WMDP84N/FRI | 20A DP Sw Neon mkd FRIDGE | 23.24 | 5015652260592 | 0.121 | KG
Hager | WMDP84N/TD | 20A DP Sw Neon mkd TUMBLE DRYER | 23.24 | 5015652260615 | 0.121 | KG
Hager | WMDP84N/WM | 20A DP Sw Neon mkd WASHING MACHINE | 23.24 | 5015652260639 | 0.121 | KG
Hager | WMDP84NG | 20A DP Switch with LED & Grey Plate | 20.54 | 5015654756796 | 109 | G
Hager | WMDP85FON | 20A DP Sw w/LED Flex Out Mkd WATERHEATER | 25.68 | 5015652260660 | 0.124 | KG
Hager | WMDP85N | 20A DP Switch with LED Mkd WATERHEATER | 25.68 | 5015652260653 | 0.121 | KG
Hager | WMDR1L | 1 Gang Rotary Dimmer Switch Leading Edge | 91.53 | 3250617262422 | 0.1 | KG
Hager | WMDR2L | 2 Gang Rotary Dimmer Switch Leading | 180.69 | 3250617262439 | 0.88 | KG
Hager | WMDRP1KIT | 1 Gang Rotary Dimmer Switch Plate Kit | 7.82 | 3250617263474 | 0.077 | KG
Hager | WMDRP2KIT | 2 Gang Rotary Dimmer Switch Plate Kit | 7.82 | 3250617263481 | 0.078 | KG
Hager | WMDRP3KIT | 3 Gang Rotary Dimmer Switch Plate Kit | 14.97 | 3250617262453 | 0.125 | KG
Hager | WMDRP4KIT | 4 Gang Rotary Dimmer Switch Plate Kit | 17.47 | 3250617262460 | 0.125 | KG
Hager | WMDX | Double TV & FM/DAB Co-Ax Socket Outlet | 32.22 | 5015652261681 | 0.134 | KG
Hager | WMGB1 | Blank Module | 3.89 | 5015652259978 | 0.016 | KG
Hager | WMGB1BNB | Blank Module Black Nickel Black | 12.26 | 5015654745844 | 0.012 | KG
Hager | WMGB1BSB | Blank Module Brushed Steel Black | 11.14 | 5015654745813 | 0.016 | KG
Hager | WMGB1BSW | Blank Module Brushed Steel White | 11.14 | 5015654745806 | 0.017 | KG
Hager | WMGB1PSB | BLANK MODULE POLISHED STEEL BLACK | 11.14 | 5015654745790 | 0.012 | KG
Hager | WMGB1PSW | BLANK MODULE POLISHED STEEL WHITE | 11.14 | 5015654745783 | 0.012 | KG
Hager | WMGF1 | 1 Gang Frame | 2.94 | 5015652259886 | 0.059 | KG
Hager | WMGF2 | 2 Gang Frame | 2.94 | 5015652259893 | 0.042 | KG
Hager | WMGF34 | 3/4 Gang Frame | 4.2 | 5015652259909 | 0.059 | KG
Hager | WMGFU13 | 13A Fuse Carrier | 24.16 | 5015652259985 | 0.038 | KG
Hager | WMGFU13BNB | 13A Fuse Carrier Black Nickel Black Inse | 29.14 | 5015654745912 | 0.034 | KG
Hager | WMGFU13BSB | 13A Fuse Carrier Brushed Steel Black Ins | 26.51 | 5015654745882 | 0.038 | KG
Hager | WMGFU13BSW | 13A Fuse Carrier Brushed Steel White Ins | 26.51 | 5015654745875 | 0.038 | KG
Hager | WMGFU13PSB | 13A Fuse Carrier Polished Steel Black In | 26.51 | 5015654745868 | 0.036 | KG
Hager | WMGFU13PSW | 13A Fuse Carrier Polished Steel White In | 26.51 | 5015654745851 | 0.034 | KG
Hager | WMGKS | 20A DOUBLE POLE KEY SWITCH | 22.47 | 5015652260035 | 0.03 | KG
Hager | WMGKS/EL | 20A DP KEY SWITCH PRINTED 'EMG LTG TEST' | 24.62 | 5015652272274 | 0.03 | KG
Hager | WMGKSB/EL | 20A DP KEY SW MKD‘EMG LTG TEST' BLACK | 21.3 | 5015654746209 | 30.29 | G
Hager | WMGP1 | 1G White Moulded Plate | 3.02 | 5015652259916 | 0.042 | KG
Hager | WMGP1G | 1 Gang Grid Plate Grey | 5.47 | 3250617260145 | 0.042 | KG
Hager | WMGP2 | 2 Gang White Moulded Grid Plate | 3.02 | 5015652259923 | 0.037 | KG
Hager | WMGP2G | 2 Gang Grid Plate Grey | 5.47 | 3250617260152 | 0.038 | KG
Hager | WMGP3 | 3 Gang White Moulded Grid Plate | 6.64 | 5015652259930 | 0.061 | KG
Hager | WMGP3G | 3 Gang Grid Plate Grey | 7.75 | 3250617260169 | 0.063 | KG
Hager | WMGP4 | 4 Gang White Moulded Grid Plate | 6.64 | 5015652259947 | 0.055 | KG
Hager | WMGP4G | 4 Gang Grid Plate Grey | 7.75 | 3250617260176 | 0.058 | KG
Hager | WMGP6 | 6 Gang White Moulded Grid Plate | 15.47 | 5015652259954 | 0.117 | KG
Hager | WMGP6G | 6 Gang Grid Plate Grey | 18.04 | 3250617260183 | 0.121 | KG
Hager | WMGP8 | 8 Gang White Moulded Grid Plate | 15.47 | 5015652259961 | 0.109 | KG
Hager | WMGP8G | 8 Gang Grid Plate Grey | 18.04 | 3250617260190 | 112.6 | G
Hager | WMGS12 | 20AX 2W SINGLE POLE SWITCH | 12.14 | 5015652259992 | 0.025 | KG
Hager | WMGS12BNB | 20A 2W SP SW BLACK NICKEL BLACK | 18.24 | 5015654745981 | 26.97 | G
Hager | WMGS12BSB | 20A 2W SP SW BRUSHED STEEL BLACK | 16.58 | 5015654745950 | 0.027 | KG
Hager | WMGS12BSW | 20A 2W SP SW BRUSHED STEEL WHITE | 16.58 | 5015654745943 | 28.25 | G
Hager | WMGS12PSB | 20A 2W SP SW POLISHED STEEL BLACK | 16.58 | 5015654745936 | 0.027 | KG
Hager | WMGS12PSW | 20A 2W SP SW POLISHED STEEL WHITE | 16.58 | 5015654745929 | 22.5 | G
Hager | WMGS12RED | 20AX 2W Single Pole Switch Red Rocker | 13.36 | 3250617262484 | 0.025 | KG
Hager | WMGS13L | 2 Way & Centre Off Latching Switch | 29.33 | 3250617260220 | 0.026 | KG
Hager | WMGS13LB | 2W & Centre Off Latching Switch Black | 29.33 | 3250617260237 | 0.026 | KG
Hager | WMGS13LR | 2W & Centre Off Latch Switch Red Rocker | 29.33 | 3250617260244 | 0.026 | KG
Hager | WMGS13R | 2 Way & Centre Off Retractive Switch | 29.33 | 3250617260251 | 0.025 | KG
Hager | WMGS13RB | 2W & Centre Off Retractive Switch Black | 29.33 | 3250617260268 | 0.026 | KG
Hager | WMGS13RR | 2W & Centre Off Retr. Switch Red Rocker | 29.33 | 3250617260275 | 0.026 | KG
Hager | WMGS16 | 20A INTERMEDIATE SWITCH | 22.31 | 5015652260004 | 0.027 | KG
Hager | WMGS16BNB | 20A INTERMEDIATE SW BLACK NICKEL BK | 27.65 | 5015654746056 | 24 | G
Hager | WMGS16BSB | 20A INTERMEDIATE SW BRUSHED STEEL BK | 25.16 | 5015654746025 | 0.032 | KG
Hager | WMGS16BSW | 20A INTERMEDIATE SW BRUSHED STEEL WH | 25.16 | 5015654746018 | 0.028 | KG
Hager | WMGS16PSB | 20A INTERMEDIATE SW POLISHED STEEL BK | 25.16 | 5015654746001 | 24 | G
Hager | WMGS16PSW | 20A INTERMEDIATE SW POLISHED STEEL WH | 25.16 | 5015654745998 | 28.532 | G
Hager | WMGS22R | 20A 2 WAY RETRACTIVE GRID SWITCH | 22.31 | 5015652260011 | 0.026 | KG
Hager | WMGS22RBNB | 20A 2W RETRACTIVE SW BLACK NICKEL BK | 27.67 | 5015654746124 | 22.5 | G
Hager | WMGS22RBSB | 20A 2W RETRACTIVE SW BRUSHED STEEL BK | 25.16 | 5015654746094 | 0.027 | KG
Hager | WMGS22RBSW | 20A 2W RETRACTIVE SW BRUSHED STEEL WH | 25.16 | 5015654746087 | 0.027 | KG
Hager | WMGS22RPSB | 20A 2W RETRACTIVE SW POLISHED STEEL BK | 25.16 | 5015654746070 | 22.5 | G
Hager | WMGS22RPSW | 20A 2W RETRACTIVE SW POLISHED STEEL WH | 25.16 | 5015654746063 | 22.5 | G
Hager | WMGSD1L | Grid Dimmer Switch Leading Edge | 179.9 | 5015654758967 | 60 | G
Hager | WMGSD1LB | Grid Dimmer Switch Leading Edge Black | 171.57 | 3250617260336 | 60 | G
Hager | WMGSD1S | Grid Slave Switch | 99.31 | 5015654791537 | 0.25 | KG
Hager | WMGSD1SB | Grid Slave Switch Black | 94.71 | 3250617260343 | 0.25 | KG
Hager | WMGSD1T | Grid Dimmer Switch Trailing Edge | 265.8 | 5015654758974 | 0.013 | KG
Hager | WMGSD1TB | Grid Dimmer Switch Trailing Edge Black | 253.5 | 3250617260350 | 0.013 | KG
Hager | WMGSDP2 | 20A 1W DOUBLE POLE SWITCH | 8.55 | 5015652260028 | 0.026 | KG
Hager | WMGSDP2/BOI | 20A 1 WAY DP SWITCH MKD BOILER | 11.2 | 5015654755225 | 25.86 | G
Hager | WMGSDP2/CHD | 20A 1 WAY DP MKD COOKER HOOD | 11.2 | 5015652260042 | 0.026 | KG
Hager | WMGSDP2/CM | 20A 1W DP SW MKD COFFEE MAKER | 11.2 | 5015654747459 | 25.86 | G
Hager | WMGSDP2/DW | 20A 1 WAY DP MKD DISH WASHER | 11.2 | 5015652260059 | 0.026 | KG
Hager | WMGSDP2/EF | 20AX 1 WAY DP MKD Extract Fan | 11.2 | 5015652260066 | 0.026 | KG
Hager | WMGSDP2/FB | 20A 1W DP SW MKD FAN BOOST | 11.2 | 5015654747473 | 0.026 | KG
Hager | WMGSDP2/FF | 20AX 1 WAY DP MKD FRIDGE FREEZER | 11.2 | 5015652260073 | 0.026 | KG
Hager | WMGSDP2/FRE | 20AX 1 WAY DP MKD FREEZER | 11.2 | 5015652260080 | 0.026 | KG
Hager | WMGSDP2/FRI | 20AX 1 WAY DP MKD FRIDGE | 11.2 | 5015652260097 | 0.026 | KG
Hager | WMGSDP2/HB | 20AX 1 WAY DP MKD HOB | 11.2 | 5015652260103 | 0.026 | KG
Hager | WMGSDP2/HD | 20A 1W DP SW MKD HOT DRAWER | 11.2 | 5015654747466 | 0.026 | KG
Hager | WMGSDP2/HTG | 20AX 1 WAY DP MKD HEATING | 11.2 | 5015652260110 | 0.023 | KG
Hager | WMGSDP2/HW | 20A 1W DP SW MKD HOT WATER | 11.2 | 5015654747442 | 0.023 | KG
Hager | WMGSDP2/MW | 20AX 1 WAY DP MKD MICROWAVE | 11.2 | 5015652260127 | 0.026 | KG
Hager | WMGSDP2/OL | 20AX 1W DP SW MKD OUTSIDE LIGHT | 10.51 | 5015654745769 | 26 | G
Hager | WMGSDP2/OS | 20A 1W DP SW MKD OUTSIDE SOCKET | 11.2 | 5015654745745 | 22 | G
Hager | WMGSDP2/OV | 20A 1W DP SW MKD OVEN | 11.2 | 5015654747428 | 0.026 | KG
Hager | WMGSDP2/PH | 20AX 1 WAY DP SW MKD PLINTH HEATER | 11.2 | 5015654759377 | 26 | G
Hager | WMGSDP2/TD | 20AX 1 WAY DP MKD TUMBLE DRYER | 11.2 | 5015652260134 | 0.026 | KG
Hager | WMGSDP2/WC | 20A 1W DP SW MKD WINE COOLER | 11.2 | 5015654747435 | 22.65 | G
Hager | WMGSDP2/WD | 20AX 1 WAY DP MKD WASTE DISPOSAL | 11.2 | 5015652260141 | 0.026 | KG
Hager | WMGSDP2/WM | 20AX 1 WAY DP MKD WASHING MACHINE | 11.2 | 5015652260158 | 0.026 | KG
Hager | WMGSDP2B | 20A 1W DP SW BLACK | 7.28 | 5015654746322 | 0.025 | KG
Hager | WMGSDP2B/CHD | 20A 1W DP SW MKD COOKER HOOD BLACK | 10.47 | 5015654753498 | 0.025 | KG
Hager | WMGSDP2B/CM | 20A 1W DP SW MKD COFFEE MAKER BLACK | 10.47 | 5015654747510 | 21.5 | G
Hager | WMGSDP2B/DW | 20A 1W DP SW MKD DISH WASHER BLACK | 10.47 | 5015654746216 | 0.026 | KG
Hager | WMGSDP2B/EF | 20AX 1W DP SW MKD EXTRACT FAN BLACK | 10.47 | 5015654746223 | 0.026 | KG
Hager | WMGSDP2B/FB | 20A 1W DP SW MKD FAN BOOST BLACK | 10.47 | 5015654747534 | 0.025 | KG
Hager | WMGSDP2B/FF | 20AX 1W DP SW MKD FRIDGE FREEZER BLACK | 10.47 | 5015654746230 | 0.026 | KG
Hager | WMGSDP2B/FRE | 20AX 1W DP SW MKD FREEZER BLACK | 9.82 | 5015654746247 | 26 | G
Hager | WMGSDP2B/FRI | 20AX 1W DP SW MKD FRIDGE BLACK | 10.47 | 5015654746254 | 0.026 | KG
Hager | WMGSDP2B/HB | 20AX 1W DP SW MKD HOB BLACK | 10.47 | 5015654746261 | 26.15 | G
Hager | WMGSDP2B/HD | 20A 1W DP SW MKD HOT DRAWER BLACK | 10.47 | 5015654747527 | 0.025 | KG
Hager | WMGSDP2B/HTG | 20AX 1W DP SW MKD HEATING BLACK | 9.82 | 5015654746278 | 26 | G
Hager | WMGSDP2B/HW | 20A 1W DP SW MKD HOT WATER BLACK | 10.47 | 5015654747503 | 21.5 | G
Hager | WMGSDP2B/MW | 20AX 1W DP SW MKD MICROWAVE BLACK | 10.47 | 5015654746285 | 0.026 | KG
Hager | WMGSDP2B/OV | 20A 1W DP SW MKD OVEN BLACK | 10.47 | 5015654747480 | 0.026 | KG
Hager | WMGSDP2B/TD | 20AX 1W DP SW MKD TUMBLE DRYER BLACK | 10.21 | 5015654746292 | 0.025 | KG
Hager | WMGSDP2B/WC | 20A 1W DP SW MKD WINE COOLER BLACK | 10.47 | 5015654747497 | 21.5 | G
Hager | WMGSDP2B/WD | 20AX 1W DP SW MKD WASTE DISPOSAL BLACK | 9.82 | 5015654746308 | 26 | G
Hager | WMGSDP2B/WM | 20AX 1W DP SW MKD WASHING MACHINE BLACK | 10.47 | 5015654746315 | 0.026 | KG
Hager | WMGSDP2BNB | 20A 1W DP SW BLACK NICKEL BLACK | 28.26 | 5015654746193 | 23 | G
Hager | WMGSDP2BSB | 20A 1W DP SW BRUSHED STEEL BLACK | 25.69 | 5015654746162 | 27.74 | G
Hager | WMGSDP2BSW | 20A 1W DP SW BRUSHED STEEL WHITE | 25.69 | 5015654746155 | 0.029 | KG
Hager | WMGSDP2MW2 | 20AX 1 WAY DP MKD MICROWAVE | 10.99 | 3250617262057 | 0.022 | KG
Hager | WMGSDP2N | 20A 1W DP SW LED | 12.38 | 5015654745479 | 0.026 | KG
Hager | WMGSDP2N/CHD | 20A 1W DP SW LED MKD COOKER HOOD | 15 | 5015654745486 | 26.4 | G
Hager | WMGSDP2N/DW | 20A 1W DP SW LED MKD DISH WASHER | 15 | 5015654745493 | 25.81 | G
Hager | WMGSDP2N/EF | 20AX 1W DP SW LED MKD EXTRACT FAN | 15 | 5015654745509 | 0.026 | KG
Hager | WMGSDP2N/FF | 20AX 1W DP SW LED MKD FRIDGE FREEZER | 15 | 5015654745516 | 0.026 | KG
Hager | WMGSDP2N/FRE | 20AX 1W DP SW LED MKD FREEZER | 14.07 | 5015654745523 | 26 | G
Hager | WMGSDP2N/FRI | 20AX 1W DP SW LED MKD FRIDGE | 15 | 5015654745530 | 26.42 | G
Hager | WMGSDP2N/HB | 20AX 1W DP SW LED MKD HOB | 15 | 5015654745547 | 26.41 | G
Hager | WMGSDP2N/HTG | 20AX 1W DP SW LED MKD HEATING | 14.07 | 5015654745554 | 26.41 | G
Hager | WMGSDP2N/MW | 20AX 1W DP SW LED MKD MICROWAVE | 15 | 5015654745561 | 0.026 | KG
Hager | WMGSDP2N/OL | 20AX 1W DP SW LED MKD OUTSIDE LIGHT | 14.07 | 5015654745776 | 26 | G
Hager | WMGSDP2N/OS | 20A 1W DP SW LED MKD OUTSIDE SOCKET | 15 | 5015654745752 | 22 | G
Hager | WMGSDP2N/OV | 20A DP GRID SWITCH LED OVEN | 15 | 5015654760021 | 0.026 | KG
Hager | WMGSDP2N/PH | 20AX 1W DP SW WITH LED MKD PLINTH HEATER | 15 | 5015654759353 | 26 | G
Hager | WMGSDP2N/TD | 20AX 1W DP SW LED MKD TUMBLE DRYER | 15 | 5015654745578 | 26 | G
Hager | WMGSDP2N/WD | 20AX 1W DP SW LED MKD WASTE DISPOSAL | 14.07 | 5015654745585 | 26 | G
Hager | WMGSDP2N/WM | 20AX 1W DP SW LED MKD WASHING MACHINE | 15 | 5015654745592 | 0.026 | KG
Hager | WMGSDP2NB | 20A 1W DP SW LED BLACK | 11.8 | 5015654745608 | 22 | G
Hager | WMGSDP2NB/CHD | 20A 1W DP SW LED MKD COOKER HOOD BLACK | 14.29 | 5015654745615 | 21.5 | G
Hager | WMGSDP2NB/DW | 20A 1W DP SW LED MKD DISH WASHER BLACK | 14.29 | 5015654745622 | 0.026 | KG
Hager | WMGSDP2PSB | 20A 1W DP SW POLISHED STEEL BLACK | 25.69 | 5015654746148 | 22.5 | G
Hager | WMGSDP2PSW | 20A 1W DP SW POLISHED STEEL WHITE | 25.69 | 5015654746131 | 23 | G
Hager | WMGSU83N | 13A Unswitched FCU with Indicator | 20.33 | 5015654760168 | 0.13 | KG
Hager | WMINDRED | Indicator Module RED | 29.02 | 3250617260138 | 0.018 | KG
Hager | WMINDREDB | Indicator Module RED | 29.02 | 3250617263009 | 18.77 | G
Hager | WMMB | Single Blank Euromodule White | 4.15 | 5015652260912 | 0.01 | KG
Hager | WMMBB | Single Blank Euromodule Black | 3.61 | 5015652260929 | 0.01 | KG
Hager | WMMBTM | BT Telephone Master Euromodule White | 17.67 | 5015652260691 | 0.01 | KG
Hager | WMMBTMB | BT Telephone Master Euromodule Black | 15.29 | 5015652260707 | 0.01 | KG
Hager | WMMBTS | BT Telephone Secondary Euromodule White | 12.54 | 5015652260998 | 0.01 | KG
Hager | WMMBTSB | BT Telephone Secondary Euromodule Black | 10.88 | 5015652261001 | 0.01 | KG
Hager | WMMHDMI | HDMI Outlet White | 31.25 | 3250617262071 | 0.01 | KG
Hager | WMMHDMIB | HDMI Outlet Black | 31.25 | 3250617262088 | 0.01 | KG
Hager | WMMPIR05X | PIR 5m Euromodule White | 297.04 | 3250617262330 | 0.05 | KG
Hager | WMMPIR10X | PIR 10m Euromodule White | 333.24 | 3250617262347 | 0.04 | KG
Hager | WMMPP | Phono Plugs Red/Black Euromodule | 12.38 | 5015652260776 | 0.01 | KG
Hager | WMMQX | Quadplexer TV/SAT/FM/RTRN Euromodule Whi | 40.21 | 5015652260974 | 0.01 | KG
Hager | WMMQXB | Quadplexer TV/SAT/FM/RTRN Euromodule Bla | 36.53 | 5015652260981 | 0.01 | KG
Hager | WMMRJ11 | RJ11 - Modem Euromodule White | 12.92 | 5015652260721 | 0.01 | KG
Hager | WMMRJ11B | RJ11 - Modem Euromodule Black | 11.09 | 5015652260738 | 0.01 | KG
Hager | WMMRJ45 | RJ45 - CAT 6 UTP Euromodule White | 15.24 | 5015652260752 | 18.37 | G
Hager | WMMRJ45B | RJ45 - CAT 6 UTP Euromodule Black | 12.84 | 5015652260769 | 0.01 | KG
Hager | WMMSAT | Single Satellite F Connector Euromodule | 15.84 | 5015652260868 | 0.01 | KG
Hager | WMMSATB | Single Satellite F Connector Euromodule | 15.84 | 5015652260875 | 0.01 | KG
Hager | WMMSP | Speaker Terminal Posts Euromodule White | 17.59 | 5015652260783 | 0.01 | KG
Hager | WMMTVF | Single IEC Female Euromodule White | 10.79 | 5015652260806 | 0.01 | KG
Hager | WMMTVFB | Single IEC Female Euromodule Black | 9.34 | 5015652260813 | 0.01 | KG
Hager | WMMTVM | Single IEC Male Euromodule White | 13.19 | 5015652260837 | 0.01 | KG
Hager | WMMTVMB | Single IEC Male Euromodule Black | 11.43 | 5015652260844 | 0.01 | KG
Hager | WMMTX | Triplexer TV, SAT & FM Euromodule White | 30.86 | 5015652260950 | 0.01 | KG
Hager | WMP1 | SINGLE BLANK PLATE | 2.78 | 5015652261018 | 0.05 | KG
Hager | WMP1EU | EURO STYLE ACCOMODATION PLATE 1 MODULE | 3.74 | 5015652261599 | 0.05 | KG
Hager | WMP1EUG | EURO STYLE ACCOMODATION PLATE 1 MOD GREY | 4.12 | 5015654756802 | 0.052 | KG
Hager | WMP2 | TWIN BLANK PLATE | 4.61 | 5015652261025 | 0.086 | KG
Hager | WMP2EU | EURO STYLE ACCOMODATION PLATE 2 MODULE | 3.74 | 5015652261605 | 0.045 | KG
Hager | WMP2EUG | EURO STYLE ACCOMODATION PLATE 2 MOD GREY | 4.12 | 5015654756819 | 0.045 | KG
Hager | WMP2FO | FLEX OUTLET PLATE 20A | 10.42 | 5015652260240 | 0.122 | KG
Hager | WMP4EU | EURO STYLE ACCOMODATION PLATE 4 MODULE | 4.99 | 5015652261612 | 0.067 | KG
Hager | WMP4EUG | EURO STYLE ACCOMODATION PLATE 4 MOD GREY | 5.49 | 5015654756826 | 0.062 | KG
Hager | WMP50FO | COOKER CABLE OUTLET WITH TERMINALS | 13.6 | 5015652260165 | 0.164 | KG
Hager | WMPB1/20 | SINGLE 20MM DEEP MOULDED BOX | 2.94 | 5015652260257 | 0.08 | KG
Hager | WMPB1/28 | SINGLE 28MM DEEP MOULDED BOX | 2.88 | 5015652260264 | 0.09 | KG
Hager | WMPB1/46 | SINGLE 46MM DEEP MOULDED BOX | 4.39 | 5015652260271 | 0.134 | KG
Hager | WMPB1/BFO | 1G 14MM DEEP SPACER FOR BASE FLEX OUTLET | 4.84 | 5015654740047 | 55.95 | G
Hager | WMPB1BFOB | 1G 14MM DEEP SPACER FOR BASE FLEX OUTLET | 4.84 | 3250617262477 | 0.06 | KG
Hager | WMPB2/20 | TWIN CONVERTOR FRAME | 17.1 | 5015652260172 | 0.09 | KG
Hager | WMPB2/28 | TWIN 28MM DEEP MOULDED BOX | 5.29 | 5015652260288 | 0.139 | KG
Hager | WMPB2/46 | 46MM DEEP MOULDED SHAVER BOX | 11.34 | 5015652261773 | 0.196 | KG
Hager | WMPB2/46CC | TWIN 46MM DEEP BOX C/W CABLE CLAMPS | 9.72 | 5015652260295 | 0.205 | KG
Hager | WMPS11 | 10AX 1G 1W WALL SWITCH | 2.45 | 5015652260714 | 0.078 | KG
Hager | WMPS11/FAN | 10AX 1GANG 1WAY WALL SWITCH MARKED 'FAN' | 3.3 | 5015652275473 | 77.28 | G
Hager | WMPS12 | 10AX 1 GANG 2 WAY WALL SWITCH | 3.2 | 5015652260745 | 0.08 | KG
Hager | WMPS12R | PUSH SWITCH | 13.45 | 5015652260684 | 0.078 | KG
Hager | WMPS12RB | PUSH SWITCH WITH BELL SYMBOL | 14.92 | 5015652260677 | 68.58 | G
Hager | WMPS12RW | PUSH SWITCH WIDE ROCKER | 21.55 | 5015654796235 | 63.5 | G
Hager | WMPS12RWG | PUSH SWITCH WIDE ROCKER GREY | 25.67 | 5015652277422 | 0.073 | KG
Hager | WMPS12RWG/FB | PUSH SW WIDE ROCKER GP MRD 'FAN BOOST' | 32.12 | 5015654756925 | 73 | G
Hager | WMPS12W | 10AX 1G 2W WALL SWITCH WIDE ROCKER | 6.33 | 5015652261735 | 0.08 | KG
Hager | WMPS12WG | 10AX 1G/2W SWITCH WIDE ROCKER GREY | 7.56 | 5015652277392 | 0.069 | KG
Hager | WMPS16 | Intermediate Switch | 20.21 | 5015652260790 | 0.082 | KG
Hager | WMPS16W | INTERMEDIATE SWITCH WIDE ROCKER | 20.55 | 5015652261759 | 80.84 | G
Hager | WMPS16WG | INTERMEDIATE SWITCH WIDE ROCKER GREY | 24.7 | 5015652277415 | 0.075 | KG
Hager | WMPS22 | 10AX 2G 2W WALL SWITCH | 5.7 | 5015652260820 | 0.096 | KG
Hager | WMPS22W | 10AX 2G 2W WALL SWITCH WIDE ROCKER | 8.3 | 5015652261742 | 0.099 | KG
Hager | WMPS22WG | 10AX 2G/2W SWITCH WIDE ROCKER GREY | 9.87 | 5015652277408 | 0.099 | KG
Hager | WMPS262 | 10AX 2G 2W & INT WALL SWITCH | 5.82 | 3250617263306 | 0.098 | KG
Hager | WMPS32 | 10AX 3G 2W WALL SWITCH | 8.4 | 5015652260851 | 0.104 | KG
Hager | WMPS3PI | 3 POLE ISOLATOR SWITCH | 13.22 | 5015652260882 | 0.096 | KG
Hager | WMPS3PIF | 3 POLE ISOLATOR SWITCH WITH FAN SYMBOL | 13.19 | 5015652260899 | 0.096 | KG
Hager | WMPS3PIFL | 3 Pole Isolator Switch with Fan Symbol | 14.35 | 3250617263313 | 0.098 | KG
Hager | WMPS3PIL | 3 Pole Isolator Switch | 13.79 | 3250617263320 | 0.098 | KG
Hager | WMPS3PILOCK | 3 Pole Isolator Switch Locking Plate | 5.11 | 3250617263337 | 0.014 | KG
Hager | WMPS42 | 10AX 4G 2W WALL SWITCH | 23.76 | 5015652260905 | 0.172 | KG
Hager | WMPS62 | 10AX 6G 2W WALL SWITCH | 49.43 | 3250617260213 | 0.188 | KG
Hager | WMQX | Quadplexer TV, FM, SAT1, SAT2 OUTLET | 44.82 | 5015652261704 | 0.167 | KG
Hager | WMRESLOAD | Resistive Load for LED applications | 80.01 | 5015654791544 | 0.039 | KG
Hager | WMRJ11 | RJ11 SOCKET | 14.8 | 5015652261650 | 0.069 | KG
Hager | WMRJ45 | RJ45 SOCKET | 15.1 | 5015652261643 | 0.08 | KG
Hager | WMS51 | 5A Single Unswitched Socket Outlet | 11.33 | 5015652261032 | 0.086 | KG
Hager | WMS81 | 13A 1 GANG UNSWITCHED SOCKET | 6.65 | 5015652261049 | 0.084 | KG
Hager | WMS82 | 13A 2 GANG UNSWITCHED SOCKET DUAL EARTH | 11.05 | 5015652261056 | 0.165 | KG
Hager | WMSAT | SINGLE F TYPE SATELLITE OUTLET SCREENED | 27.37 | 5015652261711 | 0.108 | KG
Hager | WMSO100 | 115/230 VOLT SHAVER OUTLET | 65.38 | 5015652261728 | 0.824 | KG
Hager | WMSS115 | 1 Gang 15A Round Pin Switched Socket | 21.08 | 3250617262668 | 0.124 | KG
Hager | WMSS81 | 1G SWITCHED SOCKET | 6.91 | 5015652261100 | 0.111 | KG
Hager | WMSS81G | 13A 1 GANG DP SW SOCKET GREY | 9.33 | 5015652277378 | 0.102 | KG
Hager | WMSS81N | 13A 1g DP Switched Socketwith indicator | 15.9 | 5015654745448 | 111.59 | G
Hager | WMSS81R | 13A 1G DP S-SOCKET RED ROCKER | 15.11 | 5015654759551 | 0.11 | KG
Hager | WMSS81RR | 13A 1G DP S-SOCKET RED FP & ROCKER | 18.9 | 5015654759582 | 0.112 | KG
Hager | WMSS82 | 2 GANG SWITCHED SOCKET | 9.1 | 5015652261117 | 0.188 | KG
Hager | WMSS82-USBAC | Switched Socket 2G c/w USB A+C ports | 57.45 | 3250617121996 | 0.234 | KG
Hager | WMSS82-USBGAC | Switched Socket 2G c/w USB A+C ports | 57.45 | 3250617122009 | 0.233 | KG
Hager | WMSS82N | 13A DP Switched Socket(dual earth)+Light | 30.91 | 5015654745455 | 0.189 | KG
Hager | WMSS82O | 2 GANG SWITCHD SOCKET OUTBOARD ROCKERS | 11.76 | 5015652261124 | 0.201 | KG
Hager | WMSS82OG | 13A 2 GANG DP SW SOCKET GREY O/B ROCKERS | 13.98 | 5015652277385 | 0.2 | KG
Hager | WMSS82ON | 13A DP Switched Socket outboard Light | 30.91 | 5015654745462 | 0.183 | KG
Hager | WMSS82OR | 13A 2G DP S-SOCKET OUTBOARD RED ROCKERS | 22.59 | 5015654759575 | 0.199 | KG
Hager | WMSS82ORR | 13A 2G DP S-SOCKET OUTBOARD RED FP&R | 28.26 | 5015654759605 | 196.94 | G
Hager | WMSS82R | 13A 2G DP S-SOCKET RED ROCKERS | 20.52 | 5015654759568 | 0.174 | KG
Hager | WMSS82R/CS | 13A 2G DP S-S RED R MKED CLEANERS SOCKET | 26.68 | 5015654759643 | 188.96 | G
Hager | WMSS82R/UPS | 13A 2G DP S-S RED R MKED UPS PROTECTED | 26.68 | 5015654759674 | 189.68 | G
Hager | WMSS82RR | 13A 2G DP S-SOCKET RED FP & ROCKERS | 25.67 | 5015654759599 | 188.42 | G
Hager | WMSS82USB | 2G Switched Socket c/w USB ports | 57.55 |  | 0.248 | KG
Hager | WMSS82USB | 2G Switched Socket c/w USB ports | 57.55 | 3250617262767 | 0.236 | KG
Hager | WMSS82USBG | 2G Switched Socket c/w USB ports | 64.89 | 3250617121521 | 0.25 | KG
Hager | WMSS82USBG | 2G Switched Socket c/w USB ports sh. | 64.89 | 3250617121521 | 0.235 | KG
Hager | WMSS82USBS | 2G Switched Socket c/w USBs and Spacer | 60.88 | 3250617262774 | 0.287 | KG
Hager | WMSSU83 | 13A FCU SWITCHED | 12.48 | 5015652261131 | 0.138 | KG
Hager | WMSSU83/3A | SWITCHED FUSED SPUR FITTED WITH 3A FUSE | 33.3 | 5015654747794 | 124 | G
Hager | WMSSU83/BO | 13A FCU SWITCHED MKD BOILER | 22.85 | 5015652261155 | 0.138 | KG
Hager | WMSSU83/CTLHTG | 13A FCU SWITCHED MKD CENTRAL HEATIN | 22.85 | 5015654749989 | 139 | G
Hager | WMSSU83/DW | 13A FCU SWITCHED MKD DISHWASHER | 22.85 | 5015652261179 | 124 | G
Hager | WMSSU83/EF | 13A FCU SWITCHED MKD EXTRACT FAN | 22.85 | 5015652261193 | 0.139 | KG
Hager | WMSSU83/FAN | 13A FCU SWITCHED MKD FAN | 23.52 | 5015654749972 | 0.136 | KG
Hager | WMSSU83/FF | 13A FCU SWITCHED MKD FRIDGE FREEZER | 22.85 | 5015652261216 | 0.139 | KG
Hager | WMSSU83/FRE | 13A FCU SWITCHED MKD FREEZER | 22.85 | 5015652261230 | 124 | G
Hager | WMSSU83/FRI | 13A FCU SWITCHED MKD FRIDGE | 22.85 | 5015652261254 | 0.137 | KG
Hager | WMSSU83/HTG | 13A FCU SWITCHED MKD HEATING | 22.85 | 5015652261292 | 0.136 | KG
Hager | WMSSU83/HTR | 13A FCU SWITCHED MKD HEATER | 22.85 | 5015652261278 | 135.75 | G
Hager | WMSSU83/SHWRPUMP | 13A FCU SWITCHED PRINTED SHOWER PUMP | 22.85 | 5015652277989 | 123.5 | G
Hager | WMSSU83/SKTBELOW | 13A FCU SWITCHED PRINTED SOCKET BELOW | 22.85 | 5015652277996 | 126 | G
Hager | WMSSU83/TD | 13A FCU SWITCHED MKD TUMBLE DRYER | 22.85 | 5015652261315 | 0.137 | KG
Hager | WMSSU83/WM | 13A FCU SWITCHED MKD WASHING MACHINE | 22.85 | 5015652261339 | 0.139 | KG
Hager | WMSSU83FO | 13A FCU SWITCHED FLEX OUTLET | 12.96 | 5015652261148 | 0.141 | KG
Hager | WMSSU83FO/BO | 13A FCU SWITCHED FLEX OUTLET MKD BOILER | 22.85 | 5015652261162 | 127 | G
Hager | WMSSU83FO/DW | 13A FCU SWITCHD FLEX OUTLT MKD DISHWASHR | 22.85 | 5015652261186 | 126 | G
Hager | WMSSU83FO/EF | 13A FCU SWITCHD FLEX OUTLT MKD EXT FAN | 22.85 | 5015652261209 | 0.14 | KG
Hager | WMSSU83FO/FF | 13A FCU SWITCHD FLEX OUTLET MKD FRI FREZ | 22.85 | 5015652261223 | 126.5 | G
Hager | WMSSU83FO/FRE | 13A FCU SWITCHED FLEX OUTLET MKD FREEZER | 22.85 | 5015652261247 | 127 | G
Hager | WMSSU83FO/FRI | 13A FCU SWITCHED FLEX OUTLET MKD FRIDGE | 22.85 | 5015652261261 | 127 | G
Hager | WMSSU83FO/HTG | 13A FCU SWITCHED FLEX OUTLET MKD HEATING | 22.85 | 5015652261308 | 0.14 | KG
Hager | WMSSU83FO/HTR | 13A FCU SWITCHED FLEX OUTLET MKD HEATER | 22.85 | 5015652261285 | 140.42 | G
Hager | WMSSU83FO/TD | 13A FCU SWITCHD FLEX OUTLT MKD TUMBL DRY | 22.85 | 5015652261322 | 126.5 | G
Hager | WMSSU83FO/WM | 13A FCU SWITCHD FLEX OUTLT MKD WASH M/C | 22.85 | 5015652261346 | 140.38 | G
Hager | WMSSU83FON | 13A FCU SWITCHED LIGHT AND FLEX OUTLET | 21.19 | 5015652261360 | 0.142 | KG
Hager | WMSSU83FON/BO | 13A FCU SWITCHD LIGHT AND FLEX MKD BOILE | 31.39 | 5015652261384 | 141.88 | G
Hager | WMSSU83FON/DW | 13A FCU SWTCHD LIGHT & FLEX MKD DISHWSHR | 31.39 | 5015652261407 | 127 | G
Hager | WMSSU83FON/EF | 13A FCU SWITCHED LIGHT & FLEX MKD EXT FA | 31.39 | 5015652261421 | 140.5 | G
Hager | WMSSU83FON/FAN | 13A FCU SWITCHED WITH LIGHT & FLEX MKD F | 31.39 | 5015652261445 | 141.13 | G
Hager | WMSSU83FON/FRE | 13A FCU SWITCHED LIGHT & FLEX MKD FREEZE | 31.39 | 5015652261469 | 127.5 | G
Hager | WMSSU83FON/FRI | 13A FCU SWITCHED LIGHT & FLEX MKD FRIDGE | 31.39 | 5015652261483 | 127 | G
Hager | WMSSU83FON/HB | 13A FCU SWITCHED LIGHT & FLEX MKD HOB | 31.39 | 5015652261520 | 127.5 | G
Hager | WMSSU83FON/HTG | 13A FCU SWITCHED LIGHT & FLEX MKD HEATIN | 31.39 | 5015652261506 | 127 | G
Hager | WMSSU83FON/TD | 13A FCU SWITCHD LIGHT & FLEX MKD TUMBLDR | 31.39 | 5015652261544 | 127 | G
Hager | WMSSU83FON/WM | 13A FCU SWITCHD LIGHT & FLEX MKD WASH M/ | 31.39 | 5015652261568 | 127.5 | G
Hager | WMSSU83FONG | 13A FCU SWITCHED LIGHT AND FLEX OUTLET G | 24.26 | 3250617262545 | 0.141 | KG
Hager | WMSSU83N | 13A FCU SWITCHED WITH LIGHT INDICATOR | 21.19 | 5015652261353 | 0.14 | KG
Hager | WMSSU83N/BO | 13A FCU SWITCHED WITH LIGHT MKD BOILER | 31.39 | 5015652261377 | 0.139 | KG
Hager | WMSSU83N/DW | 13A FCU SWITCHED LIGHT MKD DISHWASHER | 31.39 | 5015652261391 | 0.136 | KG
Hager | WMSSU83N/EF | 13A FCU SWITCHD WITH LIGHT MKD EXT FAN | 31.39 | 5015652261414 | 0.139 | KG
Hager | WMSSU83N/FAN | 13A FCU SWITCHED WITH LIGHT MKD FAN | 31.39 | 5015652261438 | 0.139 | KG
Hager | WMSSU83N/FRE | 13A FCU SWITCHED WITH LIGHT MKD FREEZER | 31.39 | 5015652261452 | 137.7 | G
Hager | WMSSU83N/FRI | 13A FCU SWITCHED WITH LIGHT MKD FRIDGE | 31.39 | 5015652261476 | 137.46 | G
Hager | WMSSU83N/HB | 13A FCU SWITCHED WITH LIGHT MKD HOB | 31.39 | 5015652261513 | 137.88 | G
Hager | WMSSU83N/HTG | 13A FCU SWITCHED WITH LIGHT MKD HEATING | 31.39 | 5015652261490 | 125 | G
Hager | WMSSU83N/TD | 13A FCU SWITCHED LIGHT MKD TUMBLEDRYER | 31.39 | 5015652261537 | 137.48 | G
Hager | WMSSU83N/WM | 13A FCU SWITCHED LIGHT MKD WASHING M/C | 31.39 | 5015652261551 | 136.94 | G
Hager | WMSSU83NG | 13A FCU SW WITH LED WITH GREY FACE PLATE | 25.23 | 5015654756833 | 0.14 | KG
Hager | WMSSU83NG/EH | 13A FCU SW W/ LED GP MKD 'EXTRACT HOOD' | 37.39 | 5015654756949 | 125 | G
Hager | WMSSU83NTR | 13A FCU SWITCHED WITH LED MKD TOWEL RAIL | 30.62 | 3250617262514 | 0.139 | KG
Hager | WMSSU83R | 13A FCU SWITCHED WITH RED ROCKER | 28.04 | 5015654759629 | 0.129 | KG
Hager | WMSSU83RR | 13A FCU SWITCHED RED FP & ROCKER | 35.05 | 5015654759636 | 0.129 | KG
Hager | WMSU83 | 13A FCU UNSWITCHED | 11.27 | 5015652261575 | 0.127 | KG
Hager | WMSU83FO | 13A FCU UNSWITCHED WITH FLEX OUTLET | 11.55 | 5015652261582 | 0.129 | KG
Hager | WMSU83PH | 13A FCU Unswitched Printed 'Plinth Heate | 19.82 | 3250617263115 | 126.41 | G
Hager | WMSU83R | 13A UNSWITCHED FUSED SPUR UNIT RED FP | 24.19 | 5015654759612 | 0.116 | KG
Hager | WMSU83SH | 13A FCU Unswitched Printed 'Shower' | 19.82 | 3250617263122 | 126.51 | G
Hager | WMSU83TR | 13A FCU Unswitched Printed 'Towel Rail' | 19.82 | 3250617263139 | 126.59 | G
Hager | WMTVF | Single Co-ax TV Socket Outlet Female | 13.05 | 5015652261674 | 0.106 | KG
Hager | WMTVM | Single Co-ax TV Socket Outlet Male | 13.05 | 5015652261667 | 0.106 | KG
Hager | WMTX | Triplexer TV/FM/SAT Outlet | 37.51 | 5015652261698 | 0.139 | KG
Hager | WMUSBS | 2G 10mm Spacer | 2.91 | 3250617262781 | 0.056 | KG
Hager | WPB140 | Single Box wo KOs | 8.84 | 3250617260374 | 0.149 | KG
Hager | WPB140KO | Single Box cw KOs | 8.86 | 3250617260381 | 0.149 | KG
Hager | WPB140KOW | Single Box cw KOs White | 8.86 | 3250617261227 | 0.175 | KG
Hager | WPB140W | Single Box wo KOs White | 8.84 | 3250617261234 | 0.149 | KG
Hager | WPB240 | Twin Box wo KOs | 21.09 | 3250617260398 | 0.219 | KG
Hager | WPB240KO | Twin Box cw KOs | 21.08 | 3250617260404 | 0.234 | KG
Hager | WPB240KOW | Twin Box cw KOs White | 21.08 | 3250617261241 | 0.219 | KG
Hager | WPB240W | Twin Box wo KOs White | 21.09 | 3250617261258 | 0.261 | KG
Hager | WPB6840 | Two Row Twin Box wo KOs | 35.84 | 3250617260411 | 0.41 | KG
Hager | WPB6840KO | Two Row Twin Box cw KOs | 35.84 | 3250617260428 | 0.41 | KG
Hager | WPB6840W | Two Row Twin Box wo KOs White | 35.84 | 3250617261272 | 0.38 | KG
Hager | WPDP50N | 50A DP Switch 1G cw LED | 75.06 | 3250617260435 | 0.157 | KG
Hager | WPDP50NB | 50A DP Switch 1G cw LED & Box wo KOs | 79.07 | 3250617260442 | 0.306 | KG
Hager | WPDP50NBKO | 50A DP Switch 1G cw LED & Box cw KOs | 79.08 | 3250617260459 | 0.306 | KG
Hager | WPDP50NW | 50A DP Switch 1G cw LED White | 75.06 | 3250617261302 | 0.157 | KG
Hager | WPDP84FO | 20A DP Switch cw FO | 27.75 | 3250617260466 | 0.146 | KG
Hager | WPDP84FOB | 20A DP Switch cw FO & Box wo KOs | 31.75 | 3250617260473 | 0.337 | KG
Hager | WPDP84FON | 20A DP Switch cw LED & FO | 49.88 | 3250617260497 | 0.143 | KG
Hager | WPDP84FONB | 20A DP Switch cw LED & FO & Box wo KOs | 53.89 | 3250617260503 | 0.292 | KG
Hager | WPDP84FONBKO | 20A DP Switch cw LED & FO & Box cw KOs | 53.86 | 3250617260510 | 0.3 | KG
Hager | WPDP84FOW | 20A DP Switch cw FO White | 27.75 | 3250617261364 | 0.146 | KG
Hager | WPGP1 | Grid plate 1G | 5.73 | 3250617260527 | 0.069 | KG
Hager | WPGP1B | Grid plate 1G & Box wo KOs | 11.49 | 3250617260534 | 0.218 | KG
Hager | WPGP1BKO | Grid plate 1G & Box cw KOs | 11.5 | 3250617260541 | 0.225 | KG
Hager | WPGP1W | Grid plate 1G White | 5.73 | 3250617261395 | 0.069 | KG
Hager | WPGP2 | Grid plate 2G | 5.85 | 3250617260558 | 0.067 | KG
Hager | WPGP2B | Grid plate 2G & Box wo KOs | 11.58 | 3250617260565 | 0.214 | KG
Hager | WPGP2BKO | Grid plate 2G & Box cw KOs | 11.59 | 3250617260572 | 0.219 | KG
Hager | WPGP2W | Grid plate 2G White | 5.85 | 3250617261425 | 0.071 | KG
Hager | WPGP3 | Grid plate 3G | 10.11 | 3250617260589 | 0.105 | KG
Hager | WPGP3B | Grid plate 3G & Box wo KOs | 17.95 | 3250617260596 | 0.324 | KG
Hager | WPGP3BKO | Grid plate 3G & Box cw KOs | 17.97 | 3250617260602 | 0.337 | KG
Hager | WPGP3W | Grid plate 3G White | 10.11 | 3250617261456 | 0.105 | KG
Hager | WPGP4 | Grid plate 4G | 10.6 | 3250617260619 | 0.097 | KG
Hager | WPGP4B | Grid plate 4G & Box wo KOs | 18.43 | 3250617260626 | 0.316 | KG
Hager | WPGP4BKO | Grid plate 4G & Box cw KOs | 18.43 | 3250617260633 | 0.333 | KG
Hager | WPGP4W | Grid plate 4G White | 10.6 | 3250617261487 | 0.113 | KG
Hager | WPGP6 | Grid plate 6G | 25.59 | 3250617260640 | 0.17 | KG
Hager | WPGP6B | Grid plate 6G & Box wo KOs | 49.08 | 3250617260657 | 0.571 | KG
Hager | WPGP6BKO | Grid plate 6G & Box cw KOs | 49.08 | 3250617260664 | 0.571 | KG
Hager | WPGP6W | Grid plate 6G White | 25.59 | 3250617261517 | 0.161 | KG
Hager | WPGP8 | Grid plate 8G | 26.08 | 3250617260671 | 0.15 | KG
Hager | WPGP8B | Grid plate 8G & Box wo KOs | 49.53 | 3250617260688 | 0.56 | KG
Hager | WPGP8BKO | Grid plate 8G & Box cw KOs | 49.53 | 3250617260695 | 0.56 | KG
Hager | WPGP8W | Grid plate 8G White | 26.08 | 3250617261548 | 0.15 | KG
Hager | WPP1 | Single Blank Plate | 6.05 | 3250617260701 | 0.076 | KG
Hager | WPP1B | Single Blank Plate & Box wo KOs | 10.05 | 3250617260718 | 0.225 | KG
Hager | WPP1BKO | Single Blank Plate & Box cw KOs | 10.05 | 3250617261166 | 264 | G
Hager | WPP1EU | 1M Euro Plate | 8.31 | 3250617260732 | 0.081 | KG
Hager | WPP1EUB | 1M Euro Plate & Box wo KOs | 12.32 | 3250617260749 | 0.226 | KG
Hager | WPP1EUBKO | 1M Euro Plate & Box cw KOs | 12.32 | 3250617260756 | 256 | G
Hager | WPP1EUW | 1M Euro Plate White | 8.31 | 3250617261593 | 0.077 | KG
Hager | WPP1W | Single Blank Plate White | 6.05 | 3250617261609 | 0.076 | KG
Hager | WPP2 | Twin Blank Plate | 10.19 | 3250617260763 | 0.122 | KG
Hager | WPP2B | Twin Blank Plate & Box wo KOs | 15 | 3250617261173 | 0.271 | KG
Hager | WPP2BKO | Twin Blank Plate & Box cw KOs | 14.95 | 3250617261180 | 0.271 | KG
Hager | WPP2EU | 2M Euro Plate | 20.56 | 3250617260770 | 0.068 | KG
Hager | WPP2EUB | 2M Euro Plate & Box wo KOs | 24.47 | 3250617260787 | 0.212 | KG
Hager | WPP2EUBKO | 2M Euro Plate & Box cw KOs | 24.47 | 3250617260794 | 248 | G
Hager | WPP2EUW | 2M Euro Plate White | 20.56 | 3250617261654 | 0.063 | KG
Hager | WPP2W | Twin Blank Plate White | 10.01 | 3250617261661 | 0.122 | KG
Hager | WPP4EU | 4M Euro Plate | 37.12 | 3250617260800 | 0.082 | KG
Hager | WPP4EUB | 4M Euro Plate & Box wo KOs | 41.82 | 3250617260817 | 0.301 | KG
Hager | WPP4EUBKO | 4M Euro Plate & Box cw KOs | 41.82 | 3250617260824 | 0.329 | KG
Hager | WPPS12 | 10AX 1G 2W Wall Switch | 16.98 | 3250617260831 | 0.104 | KG
Hager | WPPS12B | 10AX 1G 2W Wall Switch & Box wo KOs | 20.99 | 3250617260848 | 0.253 | KG
Hager | WPPS12R | 10AX Push Switch | 33.4 | 3250617260862 | 0.105 | KG
Hager | WPPS12RB | 10AX Push Switch & Box wo KOs | 37.37 | 3250617260879 | 0.254 | KG
Hager | WPPS12RBKO | 10AX Push Switch & Box cw KOs | 37.37 | 3250617260886 | 0.264 | KG
Hager | WPPS12W | 10AX 1G 2W Wall Switch White | 16.98 | 3250617261753 | 0.104 | KG
Hager | WPPS22 | 10AX 2G 2W Wall Switch | 29.77 | 3250617260893 | 0.115 | KG
Hager | WPPS22B | 10AX 2G 2W Wall Switch & Box wo KOs | 34.55 | 3250617260909 | 0.264 | KG
Hager | WPPS22W | 10AX 2G 2W Wall Switch White | 29.77 | 3250617261784 | 0.115 | KG
Hager | WPPS32 | 10AX 3G 2W Wall Switch | 41.94 | 3250617260923 | 0.126 | KG
Hager | WPPS32B | 10AX 3G 2W Wall Switch & Box wo KOs | 46.75 | 3250617260930 | 0.275 | KG
Hager | WPPS32W | 10AX 3G 2W Wall Switch White | 41.94 | 3250617261814 | 0.126 | KG
Hager | WPS51 | 1G 5A Unswitched Socket | 34.25 | 3250617262095 | 0.143 | KG
Hager | WPS51B | 1G 5A Unswitched Socket & Bx wo KO | 40.32 | 3250617262101 | 0.303 | KG
Hager | WPS51BKO | 1G 5A Unswitched Socket & Bx cw KO | 40.32 | 3250617262118 | 0.304 | KG
Hager | WPSS81 | 1G DP Sw Socket | 23.96 | 3250617260954 | 0.129 | KG
Hager | WPSS81B | 1G DP Sw Socket & Box wo KOs | 27.97 | 3250617260961 | 0.278 | KG
Hager | WPSS81N | 1G DP Sw Socket cw LED | 53.89 | 3250617260985 | 0.133 | KG
Hager | WPSS81NB | 1G DP Sw Socket cw LED & Box wo KOs | 57.88 | 3250617260992 | 0.282 | KG
Hager | WPSS81NBKO | 1G DP Sw Socket cw LED & Box cw KOs | 57.87 | 3250617261005 | 301 | G
Hager | WPSS81R | 1G DP Sw Skt R Rocker | 23.92 | 3250617262156 | 0.15 | KG
Hager | WPSS81RB | 1G DP Sw Skt R Rocker & Bx wo KO | 28.13 | 3250617262163 | 0.314 | KG
Hager | WPSS81RBKO | 1G DP Sw Skt R Rocker & Bx cw KO | 28.13 | 3250617262170 | 0.314 | KG
Hager | WPSS81W | 1G DP Sw Socket White | 23.96 | 3250617261876 | 0.129 | KG
Hager | WPSS82 | 2G DP Sw Socket | 39.3 | 3250617261012 | 0.225 | KG
Hager | WPSS82-USB | 2G USB Switched Socket | 72.73 | 3250617262873 | 0.273 | KG
Hager | WPSS82B | 2G DP Sw Socket & Box wo KOs | 44.09 | 3250617261029 | 0.374 | KG
Hager | WPSS82B-USB | 2G USB Switched Socket c/w Box wo KO | 77.6 | 3250617263047 | 0.526 | KG
Hager | WPSS82BKO-USB | 2G USB Switched Socket c/w Box with KO | 77.6 | 3250617263054 | 0.526 | KG
Hager | WPSS82N | 2G DP Sw Socket cw LED | 91.57 | 3250617261043 | 0.225 | KG
Hager | WPSS82NB | 2G DP Sw Socket cw LED & Box wo KOs | 96.35 | 3250617261050 | 0.444 | KG
Hager | WPSS82NBKO | 2G DP Sw Socket cw LED & Box cw KOs | 96.36 | 3250617261067 | 0.459 | KG
Hager | WPSS82NW | 2G DP Sw Socket cw LED White | 91.57 | 3250617261913 | 0.225 | KG
Hager | WPSS82O | 2G DP Sw Skt OB Rockers | 43.23 | 3250617261197 | 0.259 | KG
Hager | WPSS82OB | 2G DP Sw Skt OB Rckr & Box wo Kos | 48.01 | 3250617261203 | 0.509 | KG
Hager | WPSS82OBKO | 2G DP Sw Skt OB Rckr & Box cw KOs | 48.02 | 3250617261210 | 0.502 | KG
Hager | WPSS82OR | 2G DP Sw Skt O&R Rocker | 60.03 | 3250617262217 | 0.259 | KG
Hager | WPSS82ORB | 2G DP Sw Skt O&R Rocker & Bx wo KO | 70.62 | 3250617262224 | 0.502 | KG
Hager | WPSS82ORBKO | 2G DP Sw Skt O&R Rocker & Bx cw KO | 70.62 | 3250617262231 | 0.501 | KG
Hager | WPSS82OW | 2G DP Sw Skt OB Rockers White | 43.23 | 3250617261944 | 0.258 | KG
Hager | WPSS82R | 2G DP Sw Skt R Rocker | 60.03 | 3250617262279 | 0.25 | KG
Hager | WPSS82RB | 2G DP Sw Skt R Rocker & Bx wo KO | 70.62 | 3250617262286 | 0.492 | KG
Hager | WPSS82RBKO | 2G DP Sw Skt R Rocker & Bx cw KO | 70.62 | 3250617262293 | 468 | G
Hager | WPSS82W | 2G DP Sw Socket White | 39.3 | 3250617261951 | 0.225 | KG
Hager | WPSS82W-USB | 2G USB Switched Socket White | 72.73 | 3250617262880 | 0.273 | KG
Hager | WPSSU83FO | 13A FCU Sw cw FO | 30.61 | 3250617261074 | 0.151 | KG
Hager | WPSSU83FOB | 13A FCU Sw cw FO & Box wo KOs | 34.61 | 3250617261081 | 0.3 | KG
Hager | WPSSU83FON | 13A FCU Sw cw LED and FO | 36.27 | 3250617261104 | 0.151 | KG
Hager | WPSSU83FONB | 13A FCU Sw cw LED and FO & Box wo KOs | 40.25 | 3250617261111 | 0.3 | KG
Hager | WPSSU83FONBKO | 13A FCU Sw cw LED and FO & Box cw KOs | 40.23 | 3250617261128 | 0.311 | KG
Hager | WPSSU83FONW | 13A FCU Sw cw LED and FO White | 36.27 | 3250617262002 | 0.175 | KG
Hager | WPSSU83FOW | 13A FCU Sw cw FO White | 30.61 | 3250617262019 | 0.151 | KG
Hager | WPSU83FO | 13A FCU UnSw cw FO | 29.82 | 3250617261135 | 0.141 | KG
Hager | WPSU83FOB | 13A FCU UnSw cw FO & Box wo KOs | 33.8 | 3250617261142 | 0.29 | KG
Hager | WPSU83FOW | 13A FCU UnSw cw FO White | 29.82 | 3250617262040 | 0.141 | KG
Hager | WRBTMBNB | MASTER TEL SOCKET BLACK NICKEL BLACK | 32.63 | 5015654743475 | 0.109 | KG
Hager | WRBTMBSB | MASTER TEL SOCKET BRUSHED STEEL BLACK | 29.67 | 5015654743413 | 0.109 | KG
Hager | WRBTMBSW | MASTER TEL SOCKET BRUSHED STEEL WHITE | 29.67 | 5015654743390 | 0.126 | KG
Hager | WRBTMPSB | MASTER TEL SOCKET POLISHED STEEL BLACK | 29.67 | 5015654743376 | 0.109 | KG
Hager | WRBTMPSW | MASTER TEL SOCKET POLISHED STEEL WHITE | 29.67 | 5015654743352 | 0.109 | KG
Hager | WRBTSBNB | SECONDARY TEL SOCKET BLACK NICKEL BLACK | 28.56 | 5015654743611 | 0.105 | KG
Hager | WRBTSBSB | SECONDARY TELSOCKET BRUSHED STEEL BLACK | 25.95 | 5015654743550 | 0.126 | KG
Hager | WRBTSBSW | SECONDARY TELSOCKET BRUSHED STEEL WHITE | 25.95 | 5015654743536 | 0.126 | KG
Hager | WRBTSPSB | SECONDARY TELSOCKET POLISHED STEEL BLACK | 25.95 | 5015654743512 | 0.105 | KG
Hager | WRBTSPSW | SECONDARY TELSOCKET POLISHED STEEL WHITE | 25.95 | 5015654743499 | 0.111 | KG
Hager | WRCC50NBNB | CCU LED INDICATOR BLACK NICKEL BLACK | 99.58 | 5015654741778 | 0.301 | KG
Hager | WRCC50NBSB | CU LED INDICATOR BRUSHED STEEL BLACK | 90.51 | 5015654741716 | 0.284 | KG
Hager | WRCC50NBSB | CU LED INDICATOR BRUSHED STEEL BLACK | 90.51 | 5015654741716 | 0.284 | KG
Hager | WRCC50NBSW | CCU LED INDICATOR BRUSHED STEEL WHITE | 90.51 | 5015654741693 | 0.302 | KG
Hager | WRCC50NPSB | CCU LED INDICATOR POLISHED STEEL BLACK | 90.51 | 5015654741679 | 0.287 | KG
Hager | WRCC50NPSW | CCU WITH LED POLISHED STEEL WHITE | 90.51 | 5015654741655 | 0.304 | KG
Hager | WRDP50NBNB | 50A DP SW 1G LED BLACK NICKEL BLACK | 58.81 | 5015654741914 | 0.201 | KG
Hager | WRDP50NBSB | 50A DP SW 1G LED BRUSHED STEEL BLACK | 53.45 | 5015654741853 | 0.201 | KG
Hager | WRDP50NBSW | 50A DP SW 1G LED BRUSHED STEEL WHITE | 53.45 | 5015654741839 | 0.184 | KG
Hager | WRDP50NPSB | 50A DP SW 1G LED POLISHED STEEL BLACK | 53.45 | 5015654741815 | 0.166 | KG
Hager | WRDP50NPSW | 50ADPSW 1G WITH LED POLISHED STEEL WHITE | 53.45 | 5015654741792 | 0.201 | KG
Hager | WRDP84BNB | 20A DP SWITCH BLACK NICKEL BLACK | 31.84 | 5015654742058 | 0.153 | KG
Hager | WRDP84BSB | 20A DP SWITCH BRUSHED STEEL BLACK | 28.96 | 5015654741990 | 0.165 | KG
Hager | WRDP84BSW | 20A DP SWITCH BRUSHED STEEL WHITE | 28.96 | 5015654741976 | 0.148 | KG
Hager | WRDP84FOBNB | 20A DP SW FLEX OUTLET BLACK NICKEL BK | 30.54 | 5015654742331 | 0.155 | KG
Hager | WRDP84FOBSB | 20A DP SW FLEX OUTLET BRUSHED STEEL BK | 27.75 | 5015654742270 | 0.17 | KG
Hager | WRDP84FOBSW | 20A DP SW FLEX OUTLET BRUSHED STEEL WH | 27.75 | 5015654742256 | 0.165 | KG
Hager | WRDP84FOPSB | 20A DP SW FLEX OUTLET POLISHED STEEL BK | 27.75 | 5015654742232 | 0.155 | KG
Hager | WRDP84FOPSW | 20A DP SW FLEX OUTLET POLISHED STEEL WH | 27.75 | 5015654742218 | 0.155 | KG
Hager | WRDP84NBNB | 20A DP SWITCH LED BLACK NICKEL BLACK | 35.18 | 5015654742195 | 0.154 | KG
Hager | WRDP84NBSB | 20A DP SW LED INDICATOR BRUSHED STEEL BK | 31.97 | 5015654742133 | 0.148 | KG
Hager | WRDP84NBSW | 20A DPSW LED INDICATOR BRUSHED STEEL WH | 31.97 | 5015654742119 | 0.154 | KG
Hager | WRDP84NPSB | 20A DPSW LED INDICATOR POLISHED STEEL BK | 31.97 | 5015654742096 | 0.154 | KG
Hager | WRDP84NPSW | 20A DPSW LED INDICATOR POLISHED STEEL WH | 31.97 | 5015654742072 | 0.154 | KG
Hager | WRDP84PSB | 20A DP SWITCH POLISHED STEEL BLACK | 28.96 | 5015654741952 | 0.153 | KG
Hager | WRDP84PSW | 20A DP SWITCH POLISHED STEEL WHITE | 28.96 | 5015654741938 | 0.148 | KG
Hager | WRDRP1BSKIT | 1G Dimmer Switch Plate Kit Brushed Steel | 29.16 | 3250617263573 | 0.117 | KG
Hager | WRDRP1PSKIT | 1GDimmer Switch Plate Kit Polished Steel | 29.16 | 3250617263580 | 0.117 | KG
Hager | WRDRP2BSKIT | 2G Dimmer Switch Plate Kit Brushed Steel | 38.38 | 3250617263597 | 0.13 | KG
Hager | WRDRP2PSKIT | 2GDimmer Switch Plate Kit Polished Steel | 38.38 | 3250617263603 | 0.13 | KG
Hager | WRDRP3BSKIT | 3G Dimmer Switch Plate Kit Brushed Steel | 51.16 | 3250617263610 | 0.194 | KG
Hager | WRDRP3PSKIT | 3GDimmer Switch Plate Kit Polished Steel | 51.16 | 3250617263627 | 0.194 | KG
Hager | WRDRP4BSKIT | 4G Dimmer Switch Plate Kit Brushed Steel | 58.85 | 3250617263634 | 0.207 | KG
Hager | WRDRP4PSKIT | 4GDimmer Switch Plate Kit Polished Steel | 58.85 | 3250617263641 | 0.208 | KG
Hager | WRDXBNB | TV & FM/DAB OUTLET BLACK NICKEL BLACK | 37.24 | 5015654744014 | 0.169 | KG
Hager | WRDXBSB | TV&FM/DAB OUTLET BRUSHED STEEL BLACK | 33.86 | 5015654743956 | 0.188 | KG
Hager | WRDXBSW | TV&FM/DAB OUTLET BRUSHED STEEL WHITE | 33.86 | 5015654743932 | 0.187 | KG
Hager | WRDXPSB | TV&FM/DAB OUTLET POLISHED STEEL BLACK | 33.86 | 5015654743918 | 0.169 | KG
Hager | WRDXPSW | TV&FM/DAB OUTLET POLISHED STEEL WHITE | 33.86 | 5015654743895 | 0.169 | KG
Hager | WRGP12BN | GRID FRONT PLATE 3 X 4 BLACK NICKEL | 40.23 | 5015654745134 | 0.227 | KG
Hager | WRGP12BS | GRID FRONT PLATE 3 X 4 BRUSHED STEEL | 36.57 | 5015654745097 | 0.258 | KG
Hager | WRGP12PS | GRID FRONT PLATE 3 X 4 POLISHED STEEL | 36.57 | 5015654745073 | 0.224 | KG
Hager | WRGP1BN | GRID FRONT PLATE 1 X 1 BLACK NICKEL | 12.54 | 5015654744656 | 0.075 | KG
Hager | WRGP1BS | GRID FRONT PLATE 1 X 1 BRUSHED STEEL | 11.41 | 5015654744618 | 0.077 | KG
Hager | WRGP1PS | GRID FRONT PLATE 1 X 1 POLISHED STEEL | 11.41 | 5015654744595 | 0.092 | KG
Hager | WRGP2BN | GRID FRONT PLATE 1 X 2 BLACK NICKEL | 12.54 | 5015654744731 | 0.076 | KG
Hager | WRGP2BS | GRID FRONT PLATE 1 X 2 BRUSHED STEEL | 11.41 | 5015654744694 | 0.08 | KG
Hager | WRGP2PS | GRID FRONT PLATE 1 X 2 POLISHED STEEL | 11.41 | 5015654744670 | 0.072 | KG
Hager | WRGP3BN | GRID FRONT PLATE 1 X 3 BLACK NICKEL | 21.45 | 5015654744816 | 0.111 | KG
Hager | WRGP3BS | GRID FRONT PLATE 1 X 3 BRUSHED STEEL | 19.49 | 5015654744779 | 0.124 | KG
Hager | WRGP3PS | GRID FRONT PLATE 1 X 3 POLISHED STEEL | 19.49 | 5015654744755 | 0.113 | KG
Hager | WRGP4BN | GRID FRONT PLATE 1 X 4 BLACK NICKEL | 21.45 | 5015654744892 | 0.105 | KG
Hager | WRGP4BS | GRID FRONT PLATE 1 X 4 BRUSHED STEEL | 19.49 | 5015654744854 | 0.12 | KG
Hager | WRGP4PS | GRID FRONT PLATE 1 X 4 POLISHED STEEL | 19.49 | 5015654744830 | 0.102 | KG
Hager | WRGP6BN | GRID FRONT PLATE 2 X 3 BLACK NICKEL | 40.23 | 5015654744977 | 0.174 | KG
Hager | WRGP6BS | GRID FRONT PLATE 2 X 3 BRUSHED STEEL | 36.57 | 5015654744939 | 0.189 | KG
Hager | WRGP6PS | GRID FRONT PLATE 2 X 3 POLISHED STEEL | 36.57 | 5015654744915 | 0.17 | KG
Hager | WRGP8BN | GRID FRONT PLATE 2 X 4 BLACK NICKEL | 40.23 | 5015654745059 | 0.182 | KG
Hager | WRGP8BS | GRID FRONT PLATE 2 X 4 BRUSHED STEEL | 36.57 | 5015654745011 | 0.159 | KG
Hager | WRGP8PS | GRID FRONT PLATE 2 X 4 POLISHED STEEL | 36.57 | 5015654744991 | 0.159 | KG
Hager | WRP1BN | SINGLE BLANK PLATE BLACK NICKEL | 12.61 | 5015654742416 | 0.1 | KG
Hager | WRP1BS | SINGLE BLANK PLATE BRUSHED STEEL | 11.47 | 5015654742379 | 0.1 | KG
Hager | WRP1EUBNB | ER STYLE PLATE1 MODULE BLACK NICKEL BK | 24.45 | 5015654743055 | 0.097 | KG
Hager | WRP1EUBSB | ER STYLE PLATE1 MODULE BRUSHED STEEL BK | 22.21 | 5015654742997 | 0.096 | KG
Hager | WRP1EUBSW | ER STYLE PLATE1 MODULE BRUSHED STEEL WH | 22.21 | 5015654742973 | 0.093 | KG
Hager | WRP1EUPSB | ER STYLE PLATE1 MODULE POLISHED STEEL BK | 22.21 | 5015654742959 | 0.082 | KG
Hager | WRP1EUPSW | ER STYLE PLATE1 MODULE POLISHED STEEL WH | 22.21 | 5015654742935 | 0.094 | KG
Hager | WRP1PS | SINGLE BLANK PLATE POLISHED STEEL | 11.47 | 5015654742355 | 0.081 | KG
Hager | WRP2BN | TWIN BLANK PLATE BLACK NICKEL | 20.34 | 5015654742492 | 0.136 | KG
Hager | WRP2BS | TWIN BLANK PLATE BRUSHED STEEL | 18.51 | 5015654742454 | 0.144 | KG
Hager | WRP2EUBNB | ER STYLE PLAT 2 MODULE BLACK NICKEL BK | 27.51 | 5015654743192 | 0.084 | KG
Hager | WRP2EUBSB | ER STYLE PLATE2 MODULE BRUSHED STEEL BK | 25.01 | 5015654743130 | 0.07 | KG
Hager | WRP2EUBSW | ER STYLE PLATE2 MODULE BRUSHED STEEL WH | 25.01 | 5015654743116 | 0.069 | KG
Hager | WRP2EUPSB | ER STYLE PLATE2 MODULE POLISHED STEEL BK | 25.01 | 5015654743093 | 0.081 | KG
Hager | WRP2EUPSW | ER STYLE PLATE2 MODULE POLISHED STEEL WH | 25.01 | 5015654743079 | 0.081 | KG
Hager | WRP2PS | TWIN BLANK PLATE POLISHED STEEL | 18.51 | 5015654742430 | 0.129 | KG
Hager | WRP4EUBNB | ER STYLE PLATE4 MODULE BLACK NICKEL BK | 40.17 | 5015654743338 | 0.107 | KG
Hager | WRP4EUBSB | ER STYLE PLAT 4 MODULE BRUSHED STEEL BK | 36.52 | 5015654743277 | 0.12 | KG
Hager | WRP4EUBSW | ER STYLE PLATE4 MODULE BRUSHED STEEL WH | 36.52 | 5015654743253 | 0.121 | KG
Hager | WRP4EUPSB | ER STYLE PLATE4 MODULE POLISHED STEEL BK | 36.52 | 5015654743239 | 0.12 | KG
Hager | WRP4EUPSW | ER STYLE PLATE4 MODULE POLISHED STEEL WH | 36.52 | 5015654743215 | 0.123 | KG
Hager | WRPS12BNB | 10AX 1G 2 WAY WALL SW BLACK NICKEL BLACK | 20.68 | 5015654740191 | 0.129 | KG
Hager | WRPS12BSB | 10AX 1G 2WAY SW BRUSHED STEEL BLACK | 18.81 | 5015654740139 | 0.11 | KG
Hager | WRPS12BSW | 10AX 1G 2WAY SW BRUSHED STEEL WHITE | 18.81 | 5015654740115 | 0.108 | KG
Hager | WRPS12PSB | 10AX 1G 2WAY SW POLISHED STEEL BLACK | 18.81 | 5015654740092 | 0.129 | KG
Hager | WRPS12PSW | 10AX 1G 2WAY SW POLISHED STEEL WHITE | 18.81 | 5015654740078 | 0.131 | KG
Hager | WRPS12WBNB | 10AX G 2W WALL SW W/R BLACK NICKEL BK | 24.88 | 5015654745271 | 0.099 | KG
Hager | WRPS12WBSB | 10AX 1G 2WAY SW W/R BRUSHED STEEL BLACK | 22.62 | 5015654745219 | 0.099 | KG
Hager | WRPS12WBSW | 10AX 1G 2WAY SW W/R BRUSHED STEEL WHITE | 22.62 | 5015654745196 | 0.099 | KG
Hager | WRPS12WPSB | 10AX 1G 2WAY SW W/R POLISHED STEEL BLACK | 22.62 | 5015654745172 | 0.099 | KG
Hager | WRPS12WPSW | 10AX 1G2W SW W/R POLISHED STEEL WHITE | 22.62 | 5015654745158 | 0.099 | KG
Hager | WRPS16BNB | INTERMEDIATE SWITCH BLACK NICKEL BLACK | 29.88 | 5015654740337 | 0.114 | KG
Hager | WRPS16BSB | INTERMEDIATE SWITCH BRUSHED STEEL BLACK | 27.16 | 5015654740276 | 0.134 | KG
Hager | WRPS16BSW | INTERMEDIATE SWITCH BRUSHED STEEL WHITE | 27.16 | 5015654740252 | 0.134 | KG
Hager | WRPS16PSB | INTERMEDIATE SWITCH POLISHED STEEL BLACK | 27.16 | 5015654740238 | 0.114 | KG
Hager | WRPS16PSW | INTERMEDIATE SWITCH POLISHED STEEL WHITE | 27.16 | 5015654740214 | 0.134 | KG
Hager | WRPS22BNB | 10AX 2 G 2 WAY WALL SW BLACK NICKEL BK | 22.72 | 5015654740474 | 0.147 | KG
Hager | WRPS22BSB | 10AX 2G 2WAY SW BRUSHED STEEL BLACK | 20.65 | 5015654740412 | 0.127 | KG
Hager | WRPS22BSW | 10AX 2G 2WAY SW BRUSHED STEEL WHITE | 20.65 | 5015654740399 | 0.124 | KG
Hager | WRPS22PSB | 10AX 2G 2WAY SW POLISHED STEEL BLACK | 20.65 | 5015654740375 | 0.116 | KG
Hager | WRPS22PSW | 10AX 2G 2 WAY SW POLISHED STEEL WHITE | 20.65 | 5015654740351 | 0.144 | KG
Hager | WRPS22WBNB | 10AX2G 2W WALL SW W/R BLACK NICKEL BK | 29.05 | 5015654745417 | 0.116 | KG
Hager | WRPS22WBSB | 10AX2G 2W WALL SW W/R BRUSHED STEEL BK | 26.42 | 5015654745356 | 0.122 | KG
Hager | WRPS22WBSW | 10AX2 2W WALL SW W/R BRUSHED STEEL WH | 26.42 | 5015654745332 | 0.142 | KG
Hager | WRPS22WPSB | 10AX2G 2W WALL SW W/R POLISHED STEEL BK | 26.42 | 5015654745318 | 0.124 | KG
Hager | WRPS22WPSW | 10AX2G 2W WALL SW W/R POLISHED STEEL WH | 26.42 | 5015654745295 | 0.116 | KG
Hager | WRPS32BNB | 10AX 3 G 2 WAY WALL SW BLACK NICKEL BK | 31.2 | 5015654740610 | 0.135 | KG
Hager | WRPS32BSB | 10AX 3G 2WAY SWITCH BRUSHED STEEL BLACK | 28.37 | 5015654740559 | 0.133 | KG
Hager | WRPS32BSW | 10AX 3G 2WAY SWITCH BRUSHED STEEL WHITE | 28.37 | 5015654740535 | 0.132 | KG
Hager | WRPS32PSB | 10AX 3G 2WAY SW POLISHED STEEL BLACK | 28.37 | 5015654740511 | 0.127 | KG
Hager | WRPS32PSW | 10AX 3G 2WAY SW POLISHED STEEL WHITE | 28.37 | 5015654740498 | 0.154 | KG
Hager | WRPS3PIBNB | 3 POLE ISOLATOR SWITCH BLACK NICKEL BK | 33.93 | 5015654740894 | 0.145 | KG
Hager | WRPS3PIBSB | 3 POLE ISOLATOR SWITCH BRUSHED STEEL BK | 30.82 | 5015654740832 | 0.123 | KG
Hager | WRPS3PIBSW | 3 POLE ISOLATOR SWITCH BRUSHED STEEL WH | 30.82 | 5015654740818 | 0.144 | KG
Hager | WRPS3PIPSB | 3 POLE ISOLATOR SWITCH POLISHED STEEL BK | 30.82 | 5015654740795 | 0.115 | KG
Hager | WRPS3PIPSW | 3 POLE ISOLATOR SWITCH POLISHED STEEL WH | 30.82 | 5015654740771 | 0.145 | KG
Hager | WRPS42BNB | 10AX 4 G 2 WAY WALL SW BLACK NICKEL BK | 45.67 | 5015654740757 | 0.217 | KG
Hager | WRPS42BSB | 10AX 4 G 2 WAY WALL SW BRUSHED STEEL BK | 41.51 | 5015654740696 | 0.239 | KG
Hager | WRPS42BSW | 10AX 4 G2 WAY WALL SW BRUSHED STEEL WH | 41.51 | 5015654740672 | 0.237 | KG
Hager | WRPS42PSB | 10AX 4 G 2 WAY WALL SW POLISHED STEEL BK | 41.51 | 5015654740658 | 0.244 | KG
Hager | WRPS42PSW | 10AX 4 2G WAY WALL SW POLISHED STEEL WH | 41.51 | 5015654740634 | 0.211 | KG
Hager | WRQXBNB | TV&FM/DAB&SAT1&2 OUTLET BLACK NICKEL BK | 47.02 | 5015654744298 | 0.18 | KG
Hager | WRQXBSB | TV&FM/DAB&SAT1&2 OUTLET BRUSHED STEEL BK | 43.94 | 5015654744236 | 0.18 | KG
Hager | WRQXBSW | TV&FM/DAB&SAT1&2 OUTLET BRUSHED STEEL WH | 42.74 | 5015654744212 | 0.195 | KG
Hager | WRQXPSB | TV&FM/DAB&SAT1&2 OUTLET POLISHEDSTEEL BK | 42.74 | 5015654744199 | 0.18 | KG
Hager | WRQXPSW | TV&FM/DAB&SAT1&2 OUTLET POLISHEDSTEEL WH | 42.74 | 5015654744175 | 0.175 | KG
Hager | WRRJ45BNB | RJ45 SOCKET BLACK NICKEL BLACK | 34.04 | 5015654743734 | 0.092 | KG
Hager | WRRJ45BSB | RJ45 SOCKET BRUSHED STEEL BLACK | 30.95 | 5015654743697 | 0.124 | KG
Hager | WRRJ45BSW | RJ45 SOCKET BRUSHED STEEL WHITE | 30.95 | 5015654743673 | 0.128 | KG
Hager | WRRJ45PSB | RJ45 SOCKET POLISHED STEEL BLACK | 30.95 | 5015654743659 | 0.092 | KG
Hager | WRRJ45PSW | RJ45 SOCKET POLISHED STEEL WHITE | 30.95 | 5015654743635 | 0.092 | KG
Hager | WRS51BNB | 5A1G UNSWITCHED SOCKET BLACK NICKEL BK | 33.81 | 5015654741358 | 0.149 | KG
Hager | WRS51BSB | 5A1G UNSWITCHED SOCKET BRUSHED STEEL BK | 30.73 | 5015654741297 | 0.135 | KG
Hager | WRS51BSW | 5A1G UNSWITCHED SOCKET BRUSHED STEEL WH | 30.73 | 5015654741273 | 0.152 | KG
Hager | WRS51PSB | 5A1G UNSWITCHED SOCKET POLISHED STEEL BK | 30.73 | 5015654741259 | 0.128 | KG
Hager | WRS51PSW | 5A1G UNSWITCHED SOCKET POLISHED STEEL WH | 30.73 | 5015654741235 | 0.127 | KG
Hager | WRSATBNB | F TYPE SATELLITE OUTLET BLACK NICKEL BK | 23.72 | 5015654744434 | 0.131 | KG
Hager | WRSATBSB | F TYPE SATELLITE OUTLET BRUSHED STEEL BK | 21.57 | 5015654744373 | 0.133 | KG
Hager | WRSATBSW | F TYPE SATELLITE OUTLET BRUSHED STEEL WH | 21.57 | 5015654744359 | 0.131 | KG
Hager | WRSATPSB | F TYPE SATELLITE OUTLET POLISHEDSTEEL BK | 21.57 | 5015654744335 | 0.131 | KG
Hager | WRSATPSW | F TYPE SATELLITE OUTLET POLISHEDSTEEL WH | 21.57 | 5015654744311 | 0.163 | KG
Hager | WRSO100BNB | 115/230V SHAVER OUTLET BLACK NICKEL BK | 110.25 | 5015654744571 | 0.774 | KG
Hager | WRSO100BSB | 115/230V SHAVER OUTLET BRUSHED STEEL BK | 100.25 | 5015654744519 | 0.837 | KG
Hager | WRSO100BSB | 115/230V SHAVER OUTLET BRUSHED STEEL BK | 100.25 | 5015654744519 | 0.837 | KG
Hager | WRSO100BSW | 115/230V SHAVER OUTLET BRUSHED STEEL WH | 100.25 | 5015654744496 | 0.833 | KG
Hager | WRSO100PSB | 115/230V SHAVER OUTLET POLISHED STEEL BK | 100.25 | 5015654744472 | 0.831 | KG
Hager | WRSO100PSW | 115/230V SHAVER OUTLET POLISHED STEEL WH | 100.25 | 5015654744458 | 0.774 | KG
Hager | WRSS81BNB | 1 G DP SW SOCKET BLACK NICKEL BLACK | 23.21 | 5015654741495 | 0.156 | KG
Hager | WRSS81BSB | 1G DP SWITCHED SOCKET BRUSH STEEL BLACK | 21.1 | 5015654741433 | 0.135 | KG
Hager | WRSS81BSW | 1G DP SWITCHED SOCKET BRUSH STEEL WHITE | 21.1 | 5015654741419 | 0.156 | KG
Hager | WRSS81PSB | 1G DP SWITCHED SOCKET POLISH STEEL BLACK | 21.1 | 5015654741396 | 0.137 | KG
Hager | WRSS81PSW | 1G DP SW SOCKET POLISHED STEEL WHITE | 21.1 | 5015654741372 | 0.157 | KG
Hager | WRSS82BNB | 2 G DP SW SOCKET BLACK NICKEL BLACK | 29.37 | 5015654741631 | 0.256 | KG
Hager | WRSS82BNB-USBS | 2G USB Sw. Socket Black Nickel Black | 79.21 | 3250617263085 | 0.318 | KG
Hager | WRSS82BSB | 2G DP SWITCHED SOCKET BRUSH STEEL BLACK | 26.68 | 5015654741570 | 0.255 | KG
Hager | WRSS82BSB-USBS | 2G USB Sw. Socket Brushed Steel Black | 75.49 | 3250617262897 | 0.348 | KG
Hager | WRSS82BSW | 2G DP SWITCHED SOCKET BRUSH STEEL WHITE | 26.68 | 5015654741556 | 0.254 | KG
Hager | WRSS82BSW-USBS | 2G USB Sw. Socket Brushed Steel White | 75.49 | 3250617262903 | 0.348 | KG
Hager | WRSS82PSB | 2G DP SWITCHED SOCKET POLISH STEEL BLACK | 26.68 | 5015654741532 | 0.263 | KG
Hager | WRSS82PSB-USBS | 2G USB Sw. Socket Polished Steel Black | 75.49 | 3250617262910 | 0.318 | KG
Hager | WRSS82PSW | 2G DP SW SOCKET POLISHED STEEL WHITE | 26.68 | 5015654741518 | 0.257 | KG
Hager | WRSS82PSW-USBS | 2G USB Sw. Socket Polished Steel White | 75.49 | 3250617262927 | 0.318 | KG
Hager | WRSSU83BNB | FCU SWITCHED BLACK NICKEL BLACK | 33.19 | 5015654742638 | 0.161 | KG
Hager | WRSSU83BSB | FCU SWITCHED BRUSHED STEEL BLACK | 30.17 | 5015654742577 | 0.178 | KG
Hager | WRSSU83BSW | FCU SWITCHED BRUSHED STEEL WHITE | 30.17 | 5015654742553 | 0.159 | KG
Hager | WRSSU83FOBNB | FCU SW FLEX OUTLET BLACK NICKEL BLACK | 37.63 | 5015654742775 | 0.181 | KG
Hager | WRSSU83FOBSB | FCU SW FLEX OUTLET BRUSHED STEEL BLACK | 34.22 | 5015654742713 | 0.181 | KG
Hager | WRSSU83FOBSW | FCU SW FLEX OUTLET BRUSHED STEEL WHITE | 34.22 | 5015654742690 | 0.168 | KG
Hager | WRSSU83FOPSB | FCU SW FLEX OUTLET POLISHED STEEL BLACK | 34.22 | 5015654742676 | 0.16 | KG
Hager | WRSSU83FOPSW | FCU SW FLEX OUTLET POLISHED STEEL WHITE | 34.22 | 5015654742652 | 0.16 | KG
Hager | WRSSU83PSB | FCU SWITCHED POLISHED STEEL BLACK | 30.17 | 5015654742539 | 0.158 | KG
Hager | WRSSU83PSW | FCU SW POLISHED STEEL WHITE | 30.17 | 5015654742515 | 0.16 | KG
Hager | WRSU83BNB | FCU UNSWITCHED BLACK NICKEL BLACK | 29.8 | 5015654742911 | 0.149 | KG
Hager | WRSU83BSB | FCU UNSWITCHED BRUSHED STEEL BLACK | 27.09 | 5015654742850 | 0.169 | KG
Hager | WRSU83BSW | FCU UNSWITCHED BRUSHED STEEL WHITE | 27.09 | 5015654742836 | 0.166 | KG
Hager | WRSU83PSB | FCU UNSWITCHED POLISHED STEEL BLACK | 27.09 | 5015654742812 | 0.149 | KG
Hager | WRSU83PSW | FCU UNSWITCHED POLISHED STEEL WHITE | 27.09 | 5015654742799 | 0.149 | KG
Hager | WRTVFBNB | SINGLE CO-AX TV O/F BLACK NICKEL BLACK | 22.87 | 5015654743871 | 0.148 | KG
Hager | WRTVFBSB | SINGLE CO-AX TV O/F BRUSHED STEEL BLACK | 20.78 | 5015654743819 | 0.151 | KG
Hager | WRTVFBSW | SINGLE CO-AX TV O/F BRUSHED STEEL WHITE | 20.78 | 5015654743796 | 0.13 | KG
Hager | WRTVFPSB | SINGLE CO-AX TV O/F POLISHED STEEL BLACK | 20.78 | 5015654743772 | 0.151 | KG
Hager | WRTVFPSW | SINGLE CO-AX TV O/F POLISHED STEEL WHITE | 20.78 | 5015654743758 | 0.151 | KG
Hager | WRTVLPWW | LOUNGE PLATE FOR TV WHITE PLATE | 151.35 | 3250617262064 | 0.635 | KG
Hager | WRTXBNB | TV & FM/DAB & SAT OUTLET BLACK NICKEL BK | 42.12 | 5015654744151 | 0.169 | KG
Hager | WRTXBSB | TV&FM/DAB&SAT OUTLET BRUSHED STEEL BLACK | 38.29 | 5015654744090 | 0.17 | KG
Hager | WRTXBSW | TV&FM/DAB&SAT OUTLET BRUSHED STEEL WHITE | 38.29 | 5015654744076 | 0.169 | KG
Hager | WRTXPSB | TV&FM/DAB&SAT OUTLET POLISHEDSTEEL BLACK | 38.29 | 5015654744052 | 0.169 | KG
Hager | WRTXPSW | TV&FM/DAB&SAT OUTLET POLISHEDSTEEL WHITE | 38.29 | 5015654744038 | 0.169 | KG
Hager | WXPDP84 | IP66 20A 1G 1W DP Switch | 53.29 | 3250617260008 | 198 | G
Hager | WXPPS12 | IP66 10AX 1G 2W Switch | 33.64 | 3250617260039 | 0.224 | KG
Hager | WXPPS12B | IP66 10AX 1G Press Bell Switch | 33.96 | 3250617260046 | 0.222 | KG
Hager | WXPPS22 | IP66 10AX 2G 2W Switch | 40.42 | 3250617260053 | 0.243 | KG
Hager | WXPS81 | IP66 Single 13A Un-switched Socket | 43.03 | 3250617260060 | 0.431 | KG
Hager | WXPS82 | IP66 Twin 13A Un-switched Socket | 61.22 | 3250617260077 | 562 | G
Hager | WXPSS81 | IP66 Single 13A DP Switched Socket | 53.93 | 3250617260091 | 0.443 | KG
Hager | WXPSS81EV | IP66 Single 13A DP Switched Socket EV | 75.48 | 3250617262392 | 0.429 | KG
Hager | WXPSS82 | IP66 Twin 13A DP Switched Socket | 73.25 | 3250617260107 | 0.649 | KG
Hager | WXPSSU83FO | IP66 13A DP Sw Fused Con Unit & Flex Out | 62.09 | 3250617260114 | 0.473 | KG